## ACTION Element Code Table
Combined code | Type (B-Builder, E-Electrical) | Description | Element_CodePSB_Element1(PSB_Element1) | Element | Subelement_CodePSB_Sub-element1(PSB_Sub-element1) | Subelement | Component_Code(PSB_Component1) | Component | Attribute_Code(PSB_Attribute1) | Attribute
AC_NULL_NULL_NULL | E | AIR-CONDITIONING | AC | AIR-CONDITIONING | NULL |  | NULL |  | NULL
AC_AC02_NULL_NULL | E | A/C main plant equipment | AC | AIR-CONDITIONING | AC02 | A/C main plant equipment | NULL |  | NULL
AC_AC02_AC0025_NULL | E | Air-cooled chiller | AC | AIR-CONDITIONING | AC02 | A/C main plant equipment | AC0025 | Air-cooled chiller | NULL
AC_AC02_AC0035_NULL | E | Chiller | AC | AIR-CONDITIONING | AC02 | A/C main plant equipment | AC0035 | Chiller | NULL
AC_AC02_AC0030_NULL | E | Compressor | AC | AIR-CONDITIONING | AC02 | A/C main plant equipment | AC0030 | Compressor | NULL
AC_AC02_AC0040_NULL | E | Condenser | AC | AIR-CONDITIONING | AC02 | A/C main plant equipment | AC0040 | Condenser | NULL
AC_AC02_AC0020_NULL | E | Fresh water cooled chiller | AC | AIR-CONDITIONING | AC02 | A/C main plant equipment | AC0020 | Fresh water cooled chiller | NULL
AC_AC02_AC0015_NULL | E | Seawater cooled chiller | AC | AIR-CONDITIONING | AC02 | A/C main plant equipment | AC0015 | Seawater cooled chiller | NULL
AC_AC03_NULL_NULL | E | Air distribution equipment | AC | AIR-CONDITIONING | AC03 | Air distribution equipment | NULL |  | NULL
AC_AC03_AC0045_NULL | E | Chilled water AHU | AC | AIR-CONDITIONING | AC03 | Air distribution equipment | AC0045 | Chilled water AHU | NULL
AC_AC03_AC0050_NULL | E | Chilled water FCU | AC | AIR-CONDITIONING | AC03 | Air distribution equipment | AC0050 | Chilled water FCU | NULL
AC_AC03_AC0055_NULL | E | DX AHU | AC | AIR-CONDITIONING | AC03 | Air distribution equipment | AC0055 | DX AHU | NULL
AC_AC03_AC0060_NULL | E | DX FCU | AC | AIR-CONDITIONING | AC03 | Air distribution equipment | AC0060 | DX FCU | NULL
AC_AC03_AC0070_NULL | E | Fire damper | AC | AIR-CONDITIONING | AC03 | Air distribution equipment | AC0070 | Fire damper | NULL
AC_AC03_AC0065_NULL | E | Split A/C unit | AC | AIR-CONDITIONING | AC03 | Air distribution equipment | AC0065 | Split A/C unit | NULL
AC_AC09_NULL_NULL | E | Cold stores | AC | AIR-CONDITIONING | AC09 | Cold stores | NULL |  | NULL
AC_AC08_NULL_NULL | E | Fan | AC | AIR-CONDITIONING | AC08 | Fan | NULL |  | NULL
AC_AC08_AC0120_NULL | E | Axial fan | AC | AIR-CONDITIONING | AC08 | Fan | AC0120 | Axial fan | NULL
AC_AC08_AC0125_NULL | E | Centrifugal fan | AC | AIR-CONDITIONING | AC08 | Fan | AC0125 | Centrifugal fan | NULL
AC_AC07_NULL_NULL | E | Others | AC | AIR-CONDITIONING | AC07 | Others | NULL |  | NULL
AC_AC07_AC0115_NULL | E | Calorifier | AC | AIR-CONDITIONING | AC07 | Others | AC0115 | Calorifier | NULL
AC_AC07_AC0110_NULL | E | Water pump | AC | AIR-CONDITIONING | AC07 | Others | AC0110 | Water pump | NULL
AC_AC10_NULL_NULL | E | Others | AC | AIR-CONDITIONING | AC10 | Others | NULL |  | NULL
AC_AC05_NULL_NULL | E | Sea water cooling equipment | AC | AIR-CONDITIONING | AC05 | Sea water cooling equipment | NULL |  | NULL
AC_AC05_AC0095_NULL | E | Heat exchanger | AC | AIR-CONDITIONING | AC05 | Sea water cooling equipment | AC0095 | Heat exchanger | NULL
AC_AC05_AC0090_NULL | E | Sea water screen | AC | AIR-CONDITIONING | AC05 | Sea water cooling equipment | AC0090 | Sea water screen | NULL
AC_AC05_AC0085_NULL | E | Sea water strainer | AC | AIR-CONDITIONING | AC05 | Sea water cooling equipment | AC0085 | Sea water strainer | NULL
AC_AC05_AC0100_NULL | E | Seawater pump | AC | AIR-CONDITIONING | AC05 | Sea water cooling equipment | AC0100 | Seawater pump | NULL
AC_AC01_NULL_NULL | E | System general | AC | AIR-CONDITIONING | AC01 | System general | NULL |  | NULL
AC_AC01_AC0010_NULL | E | Motor load | AC | AIR-CONDITIONING | AC01 | System general | AC0010 | Motor load | NULL
AC_AC01_AC0005_NULL | E | Total cooling load (Kw) | AC | AIR-CONDITIONING | AC01 | System general | AC0005 | Total cooling load (Kw) | NULL
AC_AC04_NULL_NULL | E | Water cooling equipment | AC | AIR-CONDITIONING | AC04 | Water cooling equipment | NULL |  | NULL
AC_AC04_AC0080_NULL | E | Condensing water pump | AC | AIR-CONDITIONING | AC04 | Water cooling equipment | AC0080 | Condensing water pump | NULL
AC_AC04_AC0075_NULL | E | Cooling tower | AC | AIR-CONDITIONING | AC04 | Water cooling equipment | AC0075 | Cooling tower | NULL
AC_AC06_NULL_NULL | E | Water treatment | AC | AIR-CONDITIONING | AC06 | Water treatment | NULL |  | NULL
AC_AC06_AC0105_NULL | E | Chlorinator | AC | AIR-CONDITIONING | AC06 | Water treatment | AC0105 | Chlorinator | NULL
AC_AC11_NULL_NULL | E | Unitary Air Conditioners | AC | AIR-CONDITIONING | AC11 | Unitary Air Conditioners | NULL |  | NULL
AC_AC11_AC001_NULL | E | Internally mounted Air to Air Packaged Air Conditione | AC | AIR-CONDITIONING | AC11 | Unitary Air Conditioners | AC001 | Internally mounted Air to Air Packaged Air Conditione | NULL
AC_AC11_AC001_AC0001 | E | Cooling capacity : 10.1 up to 15 kw | AC | AIR-CONDITIONING | AC11 | Unitary Air Conditioners | AC001 | Internally mounted Air to Air Packaged Air Conditione | AC0001 | Cooling capacity : 10.1 up to 15 kw
AC_AC11_AC001_AC0002 | E | Cooling capacity : 15.1 up to 21 kw | AC | AIR-CONDITIONING | AC11 | Unitary Air Conditioners | AC001 | Internally mounted Air to Air Packaged Air Conditione | AC0002 | Cooling capacity : 15.1 up to 21 kw
AC_AC11_AC001_AC0003 | E | Cooling capacity : 21.1 up to 30 kw | AC | AIR-CONDITIONING | AC11 | Unitary Air Conditioners | AC001 | Internally mounted Air to Air Packaged Air Conditione | AC0003 | Cooling capacity : 21.1 up to 30 kw
AC_AC11_AC003_NULL | E | Externally mounted Air to Air Packaged Air Conditione | AC | AIR-CONDITIONING | AC11 | Unitary Air Conditioners | AC003 | Externally mounted Air to Air Packaged Air Conditione | NULL
AC_AC11_AC003_AC0004 | E | Cooling capacity : 10.1 up to 15 kw | AC | AIR-CONDITIONING | AC11 | Unitary Air Conditioners | AC003 | Externally mounted Air to Air Packaged Air Conditione | AC0004 | Cooling capacity : 10.1 up to 15 kw
AC_AC11_AC003_AC0005 | E | Cooling capacity : 15.1 up to 21 kw | AC | AIR-CONDITIONING | AC11 | Unitary Air Conditioners | AC003 | Externally mounted Air to Air Packaged Air Conditione | AC0005 | Cooling capacity : 15.1 up to 21 kw
AC_AC11_AC003_AC0006 | E | Cooling capacity : 21.1 up to 30 kw | AC | AIR-CONDITIONING | AC11 | Unitary Air Conditioners | AC003 | Externally mounted Air to Air Packaged Air Conditione | AC0006 | Cooling capacity : 21.1 up to 30 kw
AC_AC11_AC005_NULL | E | Air Cooled Packaged Water Chiller for external mounti | AC | AIR-CONDITIONING | AC11 | Unitary Air Conditioners | AC005 | Air Cooled Packaged Water Chiller for external mounti | NULL
AC_AC11_AC005_AC0007 | E | Cooling capacity : up to 8 kw | AC | AIR-CONDITIONING | AC11 | Unitary Air Conditioners | AC005 | Air Cooled Packaged Water Chiller for external mounti | AC0007 | Cooling capacity : up to 8 kw
AC_AC11_AC005_AC0008 | E | Cooling capacity : 8.1 up to 14 kw | AC | AIR-CONDITIONING | AC11 | Unitary Air Conditioners | AC005 | Air Cooled Packaged Water Chiller for external mounti | AC0008 | Cooling capacity : 8.1 up to 14 kw
AC_AC11_AC005_AC0009 | E | Cooling capacity : 14.1 up to 22 kw | AC | AIR-CONDITIONING | AC11 | Unitary Air Conditioners | AC005 | Air Cooled Packaged Water Chiller for external mounti | AC0009 | Cooling capacity : 14.1 up to 22 kw
AC_AC11_AC005_AC0010 | E | Cooling capacity : 22.1 up to 28 kw | AC | AIR-CONDITIONING | AC11 | Unitary Air Conditioners | AC005 | Air Cooled Packaged Water Chiller for external mounti | AC0010 | Cooling capacity : 22.1 up to 28 kw
AC_AC11_AC005_AC0011 | E | Cooling capacity : 28.1 up to 44 kw | AC | AIR-CONDITIONING | AC11 | Unitary Air Conditioners | AC005 | Air Cooled Packaged Water Chiller for external mounti | AC0011 | Cooling capacity : 28.1 up to 44 kw
AC_AC11_AC005_AC0012 | E | Cooling capacity : 44.1 up to 58 kw | AC | AIR-CONDITIONING | AC11 | Unitary Air Conditioners | AC005 | Air Cooled Packaged Water Chiller for external mounti | AC0012 | Cooling capacity : 44.1 up to 58 kw
AC_AC11_AC005_AC0013 | E | Cooling capacity : 58.1 up to 67 kw | AC | AIR-CONDITIONING | AC11 | Unitary Air Conditioners | AC005 | Air Cooled Packaged Water Chiller for external mounti | AC0013 | Cooling capacity : 58.1 up to 67 kw
AC_AC11_AC005_AC0014 | E | Cooling capacity : 67.1 up to 87 kw | AC | AIR-CONDITIONING | AC11 | Unitary Air Conditioners | AC005 | Air Cooled Packaged Water Chiller for external mounti | AC0014 | Cooling capacity : 67.1 up to 87 kw
AC_AC11_AC005_AC0015 | E | Cooling capacity : 87.1 up to 100 kw | AC | AIR-CONDITIONING | AC11 | Unitary Air Conditioners | AC005 | Air Cooled Packaged Water Chiller for external mounti | AC0015 | Cooling capacity : 87.1 up to 100 kw
AC_AC11_AC005_AC0016 | E | Cooling capacity : 100.1 up to 150 kw | AC | AIR-CONDITIONING | AC11 | Unitary Air Conditioners | AC005 | Air Cooled Packaged Water Chiller for external mounti | AC0016 | Cooling capacity : 100.1 up to 150 kw
AC_AC11_AC007_NULL | E | Air to Air Split Type DX Air Conditioners | AC | AIR-CONDITIONING | AC11 | Unitary Air Conditioners | AC007 | Air to Air Split Type DX Air Conditioners | NULL
AC_AC11_AC007_AC0017 | E | Condensing Units cooling capacity : up to 14 kw | AC | AIR-CONDITIONING | AC11 | Unitary Air Conditioners | AC007 | Air to Air Split Type DX Air Conditioners | AC0017 | Condensing Units cooling capacity : up to 14 kw
AC_AC11_AC007_AC0018 | E | Condensing Units cooling capacity : 14.1 kw to 20 kw | AC | AIR-CONDITIONING | AC11 | Unitary Air Conditioners | AC007 | Air to Air Split Type DX Air Conditioners | AC0018 | Condensing Units cooling capacity : 14.1 kw to 20 kw
AC_AC11_AC007_AC0019 | E | Condensing Units cooling capacity : 21 kw to 30 kw | AC | AIR-CONDITIONING | AC11 | Unitary Air Conditioners | AC007 | Air to Air Split Type DX Air Conditioners | AC0019 | Condensing Units cooling capacity : 21 kw to 30 kw
AC_AC11_AC007_AC0020 | E | Condensing Units cooling capacity : 31 kw to 44 kw | AC | AIR-CONDITIONING | AC11 | Unitary Air Conditioners | AC007 | Air to Air Split Type DX Air Conditioners | AC0020 | Condensing Units cooling capacity : 31 kw to 44 kw
AC_AC11_AC007_AC0021 | E | Condensing Units cooling capacity : 45 kw to 58 kw | AC | AIR-CONDITIONING | AC11 | Unitary Air Conditioners | AC007 | Air to Air Split Type DX Air Conditioners | AC0021 | Condensing Units cooling capacity : 45 kw to 58 kw
AC_AC11_AC007_AC0022 | E | Condensing Units cooling capacity : 59 kw to 66 kw | AC | AIR-CONDITIONING | AC11 | Unitary Air Conditioners | AC007 | Air to Air Split Type DX Air Conditioners | AC0022 | Condensing Units cooling capacity : 59 kw to 66 kw
AC_AC11_AC007_AC0023 | E | Internal mounted DX A.H.U./F.C.U. Cooling capacity : up t | AC | AIR-CONDITIONING | AC11 | Unitary Air Conditioners | AC007 | Air to Air Split Type DX Air Conditioners | AC0023 | Internal mounted DX A.H.U./F.C.U. Cooling capacity : up t
AC_AC11_AC007_AC0024 | E | Internal mounted DX A.H.U./F.C.U. Cooling capacity : 14.1 | AC | AIR-CONDITIONING | AC11 | Unitary Air Conditioners | AC007 | Air to Air Split Type DX Air Conditioners | AC0024 | Internal mounted DX A.H.U./F.C.U. Cooling capacity : 14.1
AC_AC11_AC007_AC0025 | E | Internal mounted DX A.H.U./F.C.U. Cooling capacity : 21 k | AC | AIR-CONDITIONING | AC11 | Unitary Air Conditioners | AC007 | Air to Air Split Type DX Air Conditioners | AC0025 | Internal mounted DX A.H.U./F.C.U. Cooling capacity : 21 k
AC_AC11_AC007_AC0026 | E | Internal mounted DX A.H.U./F.C.U. Cooling capacity : 31 k | AC | AIR-CONDITIONING | AC11 | Unitary Air Conditioners | AC007 | Air to Air Split Type DX Air Conditioners | AC0026 | Internal mounted DX A.H.U./F.C.U. Cooling capacity : 31 k
AC_AC11_AC007_AC0027 | E | Internal mounted DX A.H.U./F.C.U. Cooling capacity : 45 k | AC | AIR-CONDITIONING | AC11 | Unitary Air Conditioners | AC007 | Air to Air Split Type DX Air Conditioners | AC0027 | Internal mounted DX A.H.U./F.C.U. Cooling capacity : 45 k
AC_AC11_AC007_AC0028 | E | Internal mounted DX A.H.U./F.C.U. Cooling capacity : 59 k | AC | AIR-CONDITIONING | AC11 | Unitary Air Conditioners | AC007 | Air to Air Split Type DX Air Conditioners | AC0028 | Internal mounted DX A.H.U./F.C.U. Cooling capacity : 59 k
AC_AC11_AC009_NULL | E | Split type room air conditioner, complete set with in | AC | AIR-CONDITIONING | AC11 | Unitary Air Conditioners | AC009 | Split type room air conditioner, complete set with in | NULL
AC_AC11_AC009_AC0029 | E | wall mounted type, cooling capacity : 2.6 up to 3.5 kw | AC | AIR-CONDITIONING | AC11 | Unitary Air Conditioners | AC009 | Split type room air conditioner, complete set with in | AC0029 | wall mounted type, cooling capacity : 2.6 up to 3.5 kw
AC_AC11_AC009_AC0030 | E | wall mounted type, cooling capacity : 3.51 up to 5.2 kw | AC | AIR-CONDITIONING | AC11 | Unitary Air Conditioners | AC009 | Split type room air conditioner, complete set with in | AC0030 | wall mounted type, cooling capacity : 3.51 up to 5.2 kw
AC_AC11_AC009_AC0031 | E | wall mounted type, cooling capacity : 5.21 up to 6.5 kw | AC | AIR-CONDITIONING | AC11 | Unitary Air Conditioners | AC009 | Split type room air conditioner, complete set with in | AC0031 | wall mounted type, cooling capacity : 5.21 up to 6.5 kw
AC_AC11_AC009_AC0032 | E | wall mounted type, cooling capacity : 6.51 up to 7.5 kw | AC | AIR-CONDITIONING | AC11 | Unitary Air Conditioners | AC009 | Split type room air conditioner, complete set with in | AC0032 | wall mounted type, cooling capacity : 6.51 up to 7.5 kw
AC_AC11_AC009_AC0033 | E | wall mounted type, cooling capacity : 7.51 up to 9.5 kw | AC | AIR-CONDITIONING | AC11 | Unitary Air Conditioners | AC009 | Split type room air conditioner, complete set with in | AC0033 | wall mounted type, cooling capacity : 7.51 up to 9.5 kw
AC_AC11_AC009_AC0034 | E | wall mounted type, cooling capacity : 9.51 up to 12 kw | AC | AIR-CONDITIONING | AC11 | Unitary Air Conditioners | AC009 | Split type room air conditioner, complete set with in | AC0034 | wall mounted type, cooling capacity : 9.51 up to 12 kw
AC_AC11_AC009_AC0035 | E | ceiling suspended type, cooling capacity : 5.01 up to 6.5 | AC | AIR-CONDITIONING | AC11 | Unitary Air Conditioners | AC009 | Split type room air conditioner, complete set with in | AC0035 | ceiling suspended type, cooling capacity : 5.01 up to 6.5
AC_AC11_AC009_AC0036 | E | ceiling suspended type, cooling capacity : 6.51 up to 7.5 | AC | AIR-CONDITIONING | AC11 | Unitary Air Conditioners | AC009 | Split type room air conditioner, complete set with in | AC0036 | ceiling suspended type, cooling capacity : 6.51 up to 7.5
AC_AC11_AC009_AC0037 | E | ceiling suspended type, cooling capacity : 7.51 up to 9.0 | AC | AIR-CONDITIONING | AC11 | Unitary Air Conditioners | AC009 | Split type room air conditioner, complete set with in | AC0037 | ceiling suspended type, cooling capacity : 7.51 up to 9.0
AC_AC11_AC009_AC0038 | E | ceiling suspended type, cooling capacity : 9.01 up to 11. | AC | AIR-CONDITIONING | AC11 | Unitary Air Conditioners | AC009 | Split type room air conditioner, complete set with in | AC0038 | ceiling suspended type, cooling capacity : 9.01 up to 11.
AC_AC11_AC009_AC0039 | E | ceiling suspended type, cooling capacity : 11.01 up to 13 | AC | AIR-CONDITIONING | AC11 | Unitary Air Conditioners | AC009 | Split type room air conditioner, complete set with in | AC0039 | ceiling suspended type, cooling capacity : 11.01 up to 13
AC_AC11_AC009_AC0040 | E | ceiling suspended type, cooling capacity : 13.01 up to 17 | AC | AIR-CONDITIONING | AC11 | Unitary Air Conditioners | AC009 | Split type room air conditioner, complete set with in | AC0040 | ceiling suspended type, cooling capacity : 13.01 up to 17
AC_AC11_AC009_AC0041 | E | ceiling cassette type, cooling cooling capacity : 5.01 up | AC | AIR-CONDITIONING | AC11 | Unitary Air Conditioners | AC009 | Split type room air conditioner, complete set with in | AC0041 | ceiling cassette type, cooling cooling capacity : 5.01 up
AC_AC11_AC009_AC0042 | E | ceiling cassette type, cooling cooling capacity : 6.01 up | AC | AIR-CONDITIONING | AC11 | Unitary Air Conditioners | AC009 | Split type room air conditioner, complete set with in | AC0042 | ceiling cassette type, cooling cooling capacity : 6.01 up
AC_AC11_AC009_AC0043 | E | ceiling cassette type, cooling cooling capacity : 8.01 up | AC | AIR-CONDITIONING | AC11 | Unitary Air Conditioners | AC009 | Split type room air conditioner, complete set with in | AC0043 | ceiling cassette type, cooling cooling capacity : 8.01 up
AC_AC11_AC009_AC0044 | E | ceiling cassette type, cooling cooling capacity : 11.01 u | AC | AIR-CONDITIONING | AC11 | Unitary Air Conditioners | AC009 | Split type room air conditioner, complete set with in | AC0044 | ceiling cassette type, cooling cooling capacity : 11.01 u
AC_AC11_AC009_AC0045 | E | ceiling cassette type, cooling cooling capacity : 13.01 u | AC | AIR-CONDITIONING | AC11 | Unitary Air Conditioners | AC009 | Split type room air conditioner, complete set with in | AC0045 | ceiling cassette type, cooling cooling capacity : 13.01 u
AC_AC11_AC009_AC0046 | E | wall mounted type 6.1 up to 8 kw (cooling) and 7.5 up to | AC | AIR-CONDITIONING | AC11 | Unitary Air Conditioners | AC009 | Split type room air conditioner, complete set with in | AC0046 | wall mounted type 6.1 up to 8 kw (cooling) and 7.5 up to
AC_AC11_AC009_AC0047 | E | wall mounted type 8.1 up to 11 kw (cooling) and 9.1 up to | AC | AIR-CONDITIONING | AC11 | Unitary Air Conditioners | AC009 | Split type room air conditioner, complete set with in | AC0047 | wall mounted type 8.1 up to 11 kw (cooling) and 9.1 up to
AC_AC11_AC009_AC0048 | E | ceiling suspended type 6.1 up to 8 kw (cooling) and 7.5 u | AC | AIR-CONDITIONING | AC11 | Unitary Air Conditioners | AC009 | Split type room air conditioner, complete set with in | AC0048 | ceiling suspended type 6.1 up to 8 kw (cooling) and 7.5 u
AC_AC11_AC009_AC0049 | E | ceiling suspended type 8.1 up to 11 kw (cooling) and 9.1 | AC | AIR-CONDITIONING | AC11 | Unitary Air Conditioners | AC009 | Split type room air conditioner, complete set with in | AC0049 | ceiling suspended type 8.1 up to 11 kw (cooling) and 9.1
AC_AC11_AC009_AC0050 | E | ceiling cassette type 6.1 up to 8 kw (cooling) and 7.5 up | AC | AIR-CONDITIONING | AC11 | Unitary Air Conditioners | AC009 | Split type room air conditioner, complete set with in | AC0050 | ceiling cassette type 6.1 up to 8 kw (cooling) and 7.5 up
AC_AC11_AC009_AC0051 | E | ceiling cassette type 8.1 up to 11 kw (cooling) and 9.1 u | AC | AIR-CONDITIONING | AC11 | Unitary Air Conditioners | AC009 | Split type room air conditioner, complete set with in | AC0051 | ceiling cassette type 8.1 up to 11 kw (cooling) and 9.1 u
AC_AC11_AC011_NULL | E | Computer Room Air Conditioning Unit of cooling capaci | AC | AIR-CONDITIONING | AC11 | Unitary Air Conditioners | AC011 | Computer Room Air Conditioning Unit of cooling capaci | NULL
AC_AC11_AC011_AC0052 | E | DX type, with el. boiler humidifier, el. reheat, up to 26 | AC | AIR-CONDITIONING | AC11 | Unitary Air Conditioners | AC011 | Computer Room Air Conditioning Unit of cooling capaci | AC0052 | DX type, with el. boiler humidifier, el. reheat, up to 26
AC_AC11_AC011_AC0053 | E | DX type, with el. boiler humidifier, el. reheat, 26.01 up | AC | AIR-CONDITIONING | AC11 | Unitary Air Conditioners | AC011 | Computer Room Air Conditioning Unit of cooling capaci | AC0053 | DX type, with el. boiler humidifier, el. reheat, 26.01 up
AC_AC11_AC011_AC0054 | E | DX type, with el. boiler humidifier, el. reheat, 35.01 up | AC | AIR-CONDITIONING | AC11 | Unitary Air Conditioners | AC011 | Computer Room Air Conditioning Unit of cooling capaci | AC0054 | DX type, with el. boiler humidifier, el. reheat, 35.01 up
AC_AC11_AC011_AC0055 | E | DX type, with el. boiler humidifier, el. reheat, 50.01 up | AC | AIR-CONDITIONING | AC11 | Unitary Air Conditioners | AC011 | Computer Room Air Conditioning Unit of cooling capaci | AC0055 | DX type, with el. boiler humidifier, el. reheat, 50.01 up
AC_AC11_AC011_AC0056 | E | Chilled water type, with el. humidifier, el. reheat, up t | AC | AIR-CONDITIONING | AC11 | Unitary Air Conditioners | AC011 | Computer Room Air Conditioning Unit of cooling capaci | AC0056 | Chilled water type, with el. humidifier, el. reheat, up t
AC_AC11_AC011_AC0057 | E | Chilled water type, with el. humidifier, el. reheat, 26.0 | AC | AIR-CONDITIONING | AC11 | Unitary Air Conditioners | AC011 | Computer Room Air Conditioning Unit of cooling capaci | AC0057 | Chilled water type, with el. humidifier, el. reheat, 26.0
AC_AC11_AC011_AC0058 | E | Chilled water type, with el. boiler humidifier, el. rehea | AC | AIR-CONDITIONING | AC11 | Unitary Air Conditioners | AC011 | Computer Room Air Conditioning Unit of cooling capaci | AC0058 | Chilled water type, with el. boiler humidifier, el. rehea
AC_AC11_AC011_AC0059 | E | Chilled water type, with el. boiler humidifier, el. rehea | AC | AIR-CONDITIONING | AC11 | Unitary Air Conditioners | AC011 | Computer Room Air Conditioning Unit of cooling capaci | AC0059 | Chilled water type, with el. boiler humidifier, el. rehea
AC_AC11_AC013_NULL | E | Water detection system (similar to Raychem Track Tek) | AC | AIR-CONDITIONING | AC11 | Unitary Air Conditioners | AC013 | Water detection system (similar to Raychem Track Tek) | NULL
AC_AC11_AC015_NULL | E | Water sensing cable | AC | AIR-CONDITIONING | AC11 | Unitary Air Conditioners | AC015 | Water sensing cable | NULL
AC_AC11_AC017_NULL | E | Temperature and humidity chart recorder | AC | AIR-CONDITIONING | AC11 | Unitary Air Conditioners | AC017 | Temperature and humidity chart recorder | NULL
AC_AC12_NULL_NULL | E | Refrigerant Circuit | AC | AIR-CONDITIONING | AC12 | Refrigerant Circuit | NULL |  | NULL
AC_AC12_AC019_NULL | E | Copper refrigerant pipes without insulation | AC | AIR-CONDITIONING | AC12 | Refrigerant Circuit | AC019 | Copper refrigerant pipes without insulation | NULL
AC_AC12_AC019_AC0060 | E | pipe diameter : 9 mm | AC | AIR-CONDITIONING | AC12 | Refrigerant Circuit | AC019 | Copper refrigerant pipes without insulation | AC0060 | pipe diameter : 9 mm
AC_AC12_AC019_AC0061 | E | pipe diameter : 15 mm | AC | AIR-CONDITIONING | AC12 | Refrigerant Circuit | AC019 | Copper refrigerant pipes without insulation | AC0061 | pipe diameter : 15 mm
AC_AC12_AC019_AC0062 | E | pipe diameter : 18 mm | AC | AIR-CONDITIONING | AC12 | Refrigerant Circuit | AC019 | Copper refrigerant pipes without insulation | AC0062 | pipe diameter : 18 mm
AC_AC12_AC019_AC0063 | E | pipe diameter : 22 mm | AC | AIR-CONDITIONING | AC12 | Refrigerant Circuit | AC019 | Copper refrigerant pipes without insulation | AC0063 | pipe diameter : 22 mm
AC_AC12_AC019_AC0064 | E | pipe diameter : 28 mm | AC | AIR-CONDITIONING | AC12 | Refrigerant Circuit | AC019 | Copper refrigerant pipes without insulation | AC0064 | pipe diameter : 28 mm
AC_AC12_AC019_AC0065 | E | pipe diameter : 35 mm | AC | AIR-CONDITIONING | AC12 | Refrigerant Circuit | AC019 | Copper refrigerant pipes without insulation | AC0065 | pipe diameter : 35 mm
AC_AC12_AC021_NULL | E | Copper refrigerant pipes c/w polystyrene insulation, | AC | AIR-CONDITIONING | AC12 | Refrigerant Circuit | AC021 | Copper refrigerant pipes c/w polystyrene insulation, | NULL
AC_AC12_AC021_AC0066 | E | pipe diameter : 9 mm | AC | AIR-CONDITIONING | AC12 | Refrigerant Circuit | AC021 | Copper refrigerant pipes c/w polystyrene insulation, | AC0066 | pipe diameter : 9 mm
AC_AC12_AC021_AC0067 | E | pipe diameter : 15 mm | AC | AIR-CONDITIONING | AC12 | Refrigerant Circuit | AC021 | Copper refrigerant pipes c/w polystyrene insulation, | AC0067 | pipe diameter : 15 mm
AC_AC12_AC021_AC0068 | E | pipe diameter : 18 mm | AC | AIR-CONDITIONING | AC12 | Refrigerant Circuit | AC021 | Copper refrigerant pipes c/w polystyrene insulation, | AC0068 | pipe diameter : 18 mm
AC_AC12_AC021_AC0069 | E | pipe diameter : 22 mm | AC | AIR-CONDITIONING | AC12 | Refrigerant Circuit | AC021 | Copper refrigerant pipes c/w polystyrene insulation, | AC0069 | pipe diameter : 22 mm
AC_AC12_AC021_AC0070 | E | pipe diameter : 28 mm | AC | AIR-CONDITIONING | AC12 | Refrigerant Circuit | AC021 | Copper refrigerant pipes c/w polystyrene insulation, | AC0070 | pipe diameter : 28 mm
AC_AC12_AC021_AC0071 | E | pipe diameter : 35 mm | AC | AIR-CONDITIONING | AC12 | Refrigerant Circuit | AC021 | Copper refrigerant pipes c/w polystyrene insulation, | AC0071 | pipe diameter : 35 mm
AC_AC12_AC023_NULL | E | Copper refrigerant pipes c/w phenolic foam insulation | AC | AIR-CONDITIONING | AC12 | Refrigerant Circuit | AC023 | Copper refrigerant pipes c/w phenolic foam insulation | NULL
AC_AC12_AC023_AC0072 | E | pipe diameter : 9 mm | AC | AIR-CONDITIONING | AC12 | Refrigerant Circuit | AC023 | Copper refrigerant pipes c/w phenolic foam insulation | AC0072 | pipe diameter : 9 mm
AC_AC12_AC023_AC0073 | E | pipe diameter : 15 mm | AC | AIR-CONDITIONING | AC12 | Refrigerant Circuit | AC023 | Copper refrigerant pipes c/w phenolic foam insulation | AC0073 | pipe diameter : 15 mm
AC_AC12_AC023_AC0074 | E | pipe diameter : 18 mm | AC | AIR-CONDITIONING | AC12 | Refrigerant Circuit | AC023 | Copper refrigerant pipes c/w phenolic foam insulation | AC0074 | pipe diameter : 18 mm
AC_AC12_AC023_AC0075 | E | pipe diameter : 22 mm | AC | AIR-CONDITIONING | AC12 | Refrigerant Circuit | AC023 | Copper refrigerant pipes c/w phenolic foam insulation | AC0075 | pipe diameter : 22 mm
AC_AC12_AC023_AC0076 | E | pipe diameter : 28 mm | AC | AIR-CONDITIONING | AC12 | Refrigerant Circuit | AC023 | Copper refrigerant pipes c/w phenolic foam insulation | AC0076 | pipe diameter : 28 mm
AC_AC12_AC023_AC0077 | E | pipe diameter : 35 mm | AC | AIR-CONDITIONING | AC12 | Refrigerant Circuit | AC023 | Copper refrigerant pipes c/w phenolic foam insulation | AC0077 | pipe diameter : 35 mm
AC_AC12_AC025_NULL | E | Copper refrigerant pipes c/w phenolic foam insulation | AC | AIR-CONDITIONING | AC12 | Refrigerant Circuit | AC025 | Copper refrigerant pipes c/w phenolic foam insulation | NULL
AC_AC12_AC025_AC0078 | E | pipe diameter : 9 mm | AC | AIR-CONDITIONING | AC12 | Refrigerant Circuit | AC025 | Copper refrigerant pipes c/w phenolic foam insulation | AC0078 | pipe diameter : 9 mm
AC_AC12_AC025_AC0079 | E | pipe diameter : 15 mm | AC | AIR-CONDITIONING | AC12 | Refrigerant Circuit | AC025 | Copper refrigerant pipes c/w phenolic foam insulation | AC0079 | pipe diameter : 15 mm
AC_AC12_AC025_AC0080 | E | pipe diameter : 18 mm | AC | AIR-CONDITIONING | AC12 | Refrigerant Circuit | AC025 | Copper refrigerant pipes c/w phenolic foam insulation | AC0080 | pipe diameter : 18 mm
AC_AC12_AC025_AC0081 | E | pipe diameter : 22 mm | AC | AIR-CONDITIONING | AC12 | Refrigerant Circuit | AC025 | Copper refrigerant pipes c/w phenolic foam insulation | AC0081 | pipe diameter : 22 mm
AC_AC12_AC025_AC0082 | E | pipe diameter : 28 mm | AC | AIR-CONDITIONING | AC12 | Refrigerant Circuit | AC025 | Copper refrigerant pipes c/w phenolic foam insulation | AC0082 | pipe diameter : 28 mm
AC_AC12_AC025_AC0083 | E | pipe diameter : 35 mm | AC | AIR-CONDITIONING | AC12 | Refrigerant Circuit | AC025 | Copper refrigerant pipes c/w phenolic foam insulation | AC0083 | pipe diameter : 35 mm
AC_AC12_AC027_NULL | E | Copper refrigerant pipes c/w flexible closed cell ela | AC | AIR-CONDITIONING | AC12 | Refrigerant Circuit | AC027 | Copper refrigerant pipes c/w flexible closed cell ela | NULL
AC_AC12_AC027_AC0084 | E | pipe diameter : 9 mm | AC | AIR-CONDITIONING | AC12 | Refrigerant Circuit | AC027 | Copper refrigerant pipes c/w flexible closed cell ela | AC0084 | pipe diameter : 9 mm
AC_AC12_AC027_AC0085 | E | pipe diameter : 15 mm | AC | AIR-CONDITIONING | AC12 | Refrigerant Circuit | AC027 | Copper refrigerant pipes c/w flexible closed cell ela | AC0085 | pipe diameter : 15 mm
AC_AC12_AC027_AC0086 | E | pipe diameter : 18 mm | AC | AIR-CONDITIONING | AC12 | Refrigerant Circuit | AC027 | Copper refrigerant pipes c/w flexible closed cell ela | AC0086 | pipe diameter : 18 mm
AC_AC12_AC027_AC0087 | E | pipe diameter : 22 mm | AC | AIR-CONDITIONING | AC12 | Refrigerant Circuit | AC027 | Copper refrigerant pipes c/w flexible closed cell ela | AC0087 | pipe diameter : 22 mm
AC_AC12_AC027_AC0088 | E | pipe diameter : 28 mm | AC | AIR-CONDITIONING | AC12 | Refrigerant Circuit | AC027 | Copper refrigerant pipes c/w flexible closed cell ela | AC0088 | pipe diameter : 28 mm
AC_AC12_AC027_AC0089 | E | pipe diameter : 35 mm | AC | AIR-CONDITIONING | AC12 | Refrigerant Circuit | AC027 | Copper refrigerant pipes c/w flexible closed cell ela | AC0089 | pipe diameter : 35 mm
AC_AC12_AC029_NULL | E | Refrigerant Stop Valves | AC | AIR-CONDITIONING | AC12 | Refrigerant Circuit | AC029 | Refrigerant Stop Valves | NULL
AC_AC12_AC029_AC0090 | E | diameter : 9 mm | AC | AIR-CONDITIONING | AC12 | Refrigerant Circuit | AC029 | Refrigerant Stop Valves | AC0090 | diameter : 9 mm
AC_AC12_AC029_AC0091 | E | diameter : 15 mm | AC | AIR-CONDITIONING | AC12 | Refrigerant Circuit | AC029 | Refrigerant Stop Valves | AC0091 | diameter : 15 mm
AC_AC12_AC029_AC0092 | E | diameter : 18 mm | AC | AIR-CONDITIONING | AC12 | Refrigerant Circuit | AC029 | Refrigerant Stop Valves | AC0092 | diameter : 18 mm
AC_AC12_AC029_AC0093 | E | diameter : 22 mm | AC | AIR-CONDITIONING | AC12 | Refrigerant Circuit | AC029 | Refrigerant Stop Valves | AC0093 | diameter : 22 mm
AC_AC12_AC029_AC0094 | E | diameter : 28 mm | AC | AIR-CONDITIONING | AC12 | Refrigerant Circuit | AC029 | Refrigerant Stop Valves | AC0094 | diameter : 28 mm
AC_AC12_AC029_AC0095 | E | diameter : 35 mm | AC | AIR-CONDITIONING | AC12 | Refrigerant Circuit | AC029 | Refrigerant Stop Valves | AC0095 | diameter : 35 mm
AC_AC12_AC031_NULL | E | Refrigerant Solenoid Valves | AC | AIR-CONDITIONING | AC12 | Refrigerant Circuit | AC031 | Refrigerant Solenoid Valves | NULL
AC_AC12_AC031_AC0096 | E | diameter : 9 mm | AC | AIR-CONDITIONING | AC12 | Refrigerant Circuit | AC031 | Refrigerant Solenoid Valves | AC0096 | diameter : 9 mm
AC_AC12_AC031_AC0097 | E | diameter : 15 mm | AC | AIR-CONDITIONING | AC12 | Refrigerant Circuit | AC031 | Refrigerant Solenoid Valves | AC0097 | diameter : 15 mm
AC_AC12_AC031_AC0098 | E | diameter : 18 mm | AC | AIR-CONDITIONING | AC12 | Refrigerant Circuit | AC031 | Refrigerant Solenoid Valves | AC0098 | diameter : 18 mm
AC_AC12_AC031_AC0099 | E | diameter : 22 mm | AC | AIR-CONDITIONING | AC12 | Refrigerant Circuit | AC031 | Refrigerant Solenoid Valves | AC0099 | diameter : 22 mm
AC_AC12_AC031_AC0100 | E | diameter : 28 mm | AC | AIR-CONDITIONING | AC12 | Refrigerant Circuit | AC031 | Refrigerant Solenoid Valves | AC0100 | diameter : 28 mm
AC_AC12_AC031_AC0101 | E | diameter : 35 mm | AC | AIR-CONDITIONING | AC12 | Refrigerant Circuit | AC031 | Refrigerant Solenoid Valves | AC0101 | diameter : 35 mm
AC_AC12_AC033_NULL | E | Cartridge Refrigerant Filter/Dryer | AC | AIR-CONDITIONING | AC12 | Refrigerant Circuit | AC033 | Cartridge Refrigerant Filter/Dryer | NULL
AC_AC12_AC033_AC0102 | E | diameter : 9 mm | AC | AIR-CONDITIONING | AC12 | Refrigerant Circuit | AC033 | Cartridge Refrigerant Filter/Dryer | AC0102 | diameter : 9 mm
AC_AC12_AC033_AC0103 | E | diameter : 15 mm | AC | AIR-CONDITIONING | AC12 | Refrigerant Circuit | AC033 | Cartridge Refrigerant Filter/Dryer | AC0103 | diameter : 15 mm
AC_AC12_AC033_AC0104 | E | diameter : 18 mm | AC | AIR-CONDITIONING | AC12 | Refrigerant Circuit | AC033 | Cartridge Refrigerant Filter/Dryer | AC0104 | diameter : 18 mm
AC_AC12_AC033_AC0105 | E | diameter : 22 mm | AC | AIR-CONDITIONING | AC12 | Refrigerant Circuit | AC033 | Cartridge Refrigerant Filter/Dryer | AC0105 | diameter : 22 mm
AC_AC12_AC033_AC0106 | E | diameter : 28 mm | AC | AIR-CONDITIONING | AC12 | Refrigerant Circuit | AC033 | Cartridge Refrigerant Filter/Dryer | AC0106 | diameter : 28 mm
AC_AC12_AC033_AC0107 | E | diameter : 35 mm | AC | AIR-CONDITIONING | AC12 | Refrigerant Circuit | AC033 | Cartridge Refrigerant Filter/Dryer | AC0107 | diameter : 35 mm
AC_AC12_AC035_NULL | E | Refrigerant oil separator | AC | AIR-CONDITIONING | AC12 | Refrigerant Circuit | AC035 | Refrigerant oil separator | NULL
AC_AC12_AC035_AC0108 | E | diameter : 9 mm | AC | AIR-CONDITIONING | AC12 | Refrigerant Circuit | AC035 | Refrigerant oil separator | AC0108 | diameter : 9 mm
AC_AC12_AC035_AC0109 | E | diameter : 15 mm | AC | AIR-CONDITIONING | AC12 | Refrigerant Circuit | AC035 | Refrigerant oil separator | AC0109 | diameter : 15 mm
AC_AC12_AC035_AC0110 | E | diameter : 18 mm | AC | AIR-CONDITIONING | AC12 | Refrigerant Circuit | AC035 | Refrigerant oil separator | AC0110 | diameter : 18 mm
AC_AC12_AC035_AC0111 | E | diameter : 22 mm | AC | AIR-CONDITIONING | AC12 | Refrigerant Circuit | AC035 | Refrigerant oil separator | AC0111 | diameter : 22 mm
AC_AC12_AC035_AC0112 | E | diameter : 28 mm | AC | AIR-CONDITIONING | AC12 | Refrigerant Circuit | AC035 | Refrigerant oil separator | AC0112 | diameter : 28 mm
AC_AC12_AC035_AC0113 | E | diameter : 35 mm | AC | AIR-CONDITIONING | AC12 | Refrigerant Circuit | AC035 | Refrigerant oil separator | AC0113 | diameter : 35 mm
AC_AC12_AC037_NULL | E | Refrigerant Sight Glass | AC | AIR-CONDITIONING | AC12 | Refrigerant Circuit | AC037 | Refrigerant Sight Glass | NULL
AC_AC12_AC037_AC0114 | E | diameter : 9 mm | AC | AIR-CONDITIONING | AC12 | Refrigerant Circuit | AC037 | Refrigerant Sight Glass | AC0114 | diameter : 9 mm
AC_AC12_AC037_AC0115 | E | diameter : 15 mm | AC | AIR-CONDITIONING | AC12 | Refrigerant Circuit | AC037 | Refrigerant Sight Glass | AC0115 | diameter : 15 mm
AC_AC12_AC037_AC0116 | E | diameter : 18 mm | AC | AIR-CONDITIONING | AC12 | Refrigerant Circuit | AC037 | Refrigerant Sight Glass | AC0116 | diameter : 18 mm
AC_AC12_AC037_AC0117 | E | diameter : 22 mm | AC | AIR-CONDITIONING | AC12 | Refrigerant Circuit | AC037 | Refrigerant Sight Glass | AC0117 | diameter : 22 mm
AC_AC12_AC037_AC0118 | E | diameter : 28 mm | AC | AIR-CONDITIONING | AC12 | Refrigerant Circuit | AC037 | Refrigerant Sight Glass | AC0118 | diameter : 28 mm
AC_AC12_AC037_AC0119 | E | diameter : 35 mm | AC | AIR-CONDITIONING | AC12 | Refrigerant Circuit | AC037 | Refrigerant Sight Glass | AC0119 | diameter : 35 mm
AC_AC12_AC039_NULL | E | Refrigerant Pipework flexible connection | AC | AIR-CONDITIONING | AC12 | Refrigerant Circuit | AC039 | Refrigerant Pipework flexible connection | NULL
AC_AC12_AC039_AC0120 | E | diameter : 9 mm | AC | AIR-CONDITIONING | AC12 | Refrigerant Circuit | AC039 | Refrigerant Pipework flexible connection | AC0120 | diameter : 9 mm
AC_AC12_AC039_AC0121 | E | diameter : 15 mm | AC | AIR-CONDITIONING | AC12 | Refrigerant Circuit | AC039 | Refrigerant Pipework flexible connection | AC0121 | diameter : 15 mm
AC_AC12_AC039_AC0122 | E | diameter : 18 mm | AC | AIR-CONDITIONING | AC12 | Refrigerant Circuit | AC039 | Refrigerant Pipework flexible connection | AC0122 | diameter : 18 mm
AC_AC12_AC039_AC0123 | E | diameter : 22 mm | AC | AIR-CONDITIONING | AC12 | Refrigerant Circuit | AC039 | Refrigerant Pipework flexible connection | AC0123 | diameter : 22 mm
AC_AC12_AC039_AC0124 | E | diameter : 28 mm | AC | AIR-CONDITIONING | AC12 | Refrigerant Circuit | AC039 | Refrigerant Pipework flexible connection | AC0124 | diameter : 28 mm
AC_AC12_AC039_AC0125 | E | diameter : 35 mm | AC | AIR-CONDITIONING | AC12 | Refrigerant Circuit | AC039 | Refrigerant Pipework flexible connection | AC0125 | diameter : 35 mm
AC_AC12_AC041_NULL | E | Liquid Receiver | AC | AIR-CONDITIONING | AC12 | Refrigerant Circuit | AC041 | Liquid Receiver | NULL
AC_AC12_AC041_AC0126 | E | 0.014 m to 0.028 m | AC | AIR-CONDITIONING | AC12 | Refrigerant Circuit | AC041 | Liquid Receiver | AC0126 | 0.014 m?to 0.028 m
AC_AC12_AC041_AC0127 | E | 0.049 m to 0.140 m | AC | AIR-CONDITIONING | AC12 | Refrigerant Circuit | AC041 | Liquid Receiver | AC0127 | 0.049 m?to 0.140 m
AC_AC12_AC041_AC0128 | E | 0.182 m to 0.210 m | AC | AIR-CONDITIONING | AC12 | Refrigerant Circuit | AC041 | Liquid Receiver | AC0128 | 0.182 m?to 0.210 m
AC_AC12_AC041_AC0129 | E | 0.237 m to 0.310 m | AC | AIR-CONDITIONING | AC12 | Refrigerant Circuit | AC041 | Liquid Receiver | AC0129 | 0.237 m?to 0.310 m
AC_AC12_AC041_AC0130 | E | 0.340 m to 0.520 m | AC | AIR-CONDITIONING | AC12 | Refrigerant Circuit | AC041 | Liquid Receiver | AC0130 | 0.340 m?to 0.520 m
AC_AC12_AC043_NULL | E | Refrigerant High Pressure Gauge | AC | AIR-CONDITIONING | AC12 | Refrigerant Circuit | AC043 | Refrigerant High Pressure Gauge | NULL
AC_AC12_AC045_NULL | E | Refrigerant Low Pressure Gauge | AC | AIR-CONDITIONING | AC12 | Refrigerant Circuit | AC045 | Refrigerant Low Pressure Gauge | NULL
AC_AC12_AC047_NULL | E | Refrigerant Hi/Lo pressure cut-out with manual reset | AC | AIR-CONDITIONING | AC12 | Refrigerant Circuit | AC047 | Refrigerant Hi/Lo pressure cut-out with manual reset | NULL
AC_AC12_AC049_NULL | E | Refrigerant (R22) c/w charging | AC | AIR-CONDITIONING | AC12 | Refrigerant Circuit | AC049 | Refrigerant (R22) c/w charging | NULL
AC_AC12_AC051_NULL | E | Refrigerant (R134a) c/w charging | AC | AIR-CONDITIONING | AC12 | Refrigerant Circuit | AC051 | Refrigerant (R134a) c/w charging | NULL
AC_AC12_AC053_NULL | E | Lubricating oil c/w charging | AC | AIR-CONDITIONING | AC12 | Refrigerant Circuit | AC053 | Lubricating oil c/w charging | NULL
AC_AC13_NULL_NULL | E | Air Handling and Treatment Equ | AC | AIR-CONDITIONING | AC13 | Air Handling and Treatment Equ | NULL |  | NULL
AC_AC13_AC055_NULL | E | Air Handling Units (Chilled Water) | AC | AIR-CONDITIONING | AC13 | Air Handling and Treatment Equ | AC055 | Air Handling Units (Chilled Water) | NULL
AC_AC13_AC055_AC0131 | E | Normal air supply rate up to 1 m /s | AC | AIR-CONDITIONING | AC13 | Air Handling and Treatment Equ | AC055 | Air Handling Units (Chilled Water) | AC0131 | Normal air supply rate up to 1 m?s
AC_AC13_AC055_AC0132 | E | Normal air supply rate 1.01 up to 2 m /s | AC | AIR-CONDITIONING | AC13 | Air Handling and Treatment Equ | AC055 | Air Handling Units (Chilled Water) | AC0132 | Normal air supply rate 1.01 up to 2 m?s
AC_AC13_AC055_AC0133 | E | Normal air supply rate 2.01 up to 3 m /s | AC | AIR-CONDITIONING | AC13 | Air Handling and Treatment Equ | AC055 | Air Handling Units (Chilled Water) | AC0133 | Normal air supply rate 2.01 up to 3 m?s
AC_AC13_AC055_AC0134 | E | Normal air supply rate 3.01 up to 4 m /s | AC | AIR-CONDITIONING | AC13 | Air Handling and Treatment Equ | AC055 | Air Handling Units (Chilled Water) | AC0134 | Normal air supply rate 3.01 up to 4 m?s
AC_AC13_AC055_AC0135 | E | Normal air supply rate 4.01 up to 5 m /s | AC | AIR-CONDITIONING | AC13 | Air Handling and Treatment Equ | AC055 | Air Handling Units (Chilled Water) | AC0135 | Normal air supply rate 4.01 up to 5 m?s
AC_AC13_AC055_AC0136 | E | Normal air supply rate 5.01 up to 6 m /s | AC | AIR-CONDITIONING | AC13 | Air Handling and Treatment Equ | AC055 | Air Handling Units (Chilled Water) | AC0136 | Normal air supply rate 5.01 up to 6 m?s
AC_AC13_AC057_NULL | E | Chilled Water Fan-coil Units of 3 rows | AC | AIR-CONDITIONING | AC13 | Air Handling and Treatment Equ | AC057 | Chilled Water Fan-coil Units of 3 rows | NULL
AC_AC13_AC057_AC0137 | E | ceiling mounted, surface mounting c/w casing supply air r | AC | AIR-CONDITIONING | AC13 | Air Handling and Treatment Equ | AC057 | Chilled Water Fan-coil Units of 3 rows | AC0137 | ceiling mounted, surface mounting c/w casing supply air r
AC_AC13_AC057_AC0138 | E | ceiling mounted, surface mounting c/w casing supply air r | AC | AIR-CONDITIONING | AC13 | Air Handling and Treatment Equ | AC057 | Chilled Water Fan-coil Units of 3 rows | AC0138 | ceiling mounted, surface mounting c/w casing supply air r
AC_AC13_AC057_AC0139 | E | ceiling mounted, surface mounting c/w casing supply air r | AC | AIR-CONDITIONING | AC13 | Air Handling and Treatment Equ | AC057 | Chilled Water Fan-coil Units of 3 rows | AC0139 | ceiling mounted, surface mounting c/w casing supply air r
AC_AC13_AC057_AC0140 | E | ceiling mounted, surface mounting c/w casing supply air r | AC | AIR-CONDITIONING | AC13 | Air Handling and Treatment Equ | AC057 | Chilled Water Fan-coil Units of 3 rows | AC0140 | ceiling mounted, surface mounting c/w casing supply air r
AC_AC13_AC057_AC0141 | E | ceiling mounted, surface mounting c/w casing supply air r | AC | AIR-CONDITIONING | AC13 | Air Handling and Treatment Equ | AC057 | Chilled Water Fan-coil Units of 3 rows | AC0141 | ceiling mounted, surface mounting c/w casing supply air r
AC_AC13_AC057_AC0142 | E | ceiling mounted, surface mounting c/w casing supply air r | AC | AIR-CONDITIONING | AC13 | Air Handling and Treatment Equ | AC057 | Chilled Water Fan-coil Units of 3 rows | AC0142 | ceiling mounted, surface mounting c/w casing supply air r
AC_AC13_AC057_AC0143 | E | ceiling mounted, surface mounting c/w casing supply air r | AC | AIR-CONDITIONING | AC13 | Air Handling and Treatment Equ | AC057 | Chilled Water Fan-coil Units of 3 rows | AC0143 | ceiling mounted, surface mounting c/w casing supply air r
AC_AC13_AC057_AC0144 | E | ceiling mounted, surface mounting c/w casing supply air r | AC | AIR-CONDITIONING | AC13 | Air Handling and Treatment Equ | AC057 | Chilled Water Fan-coil Units of 3 rows | AC0144 | ceiling mounted, surface mounting c/w casing supply air r
AC_AC13_AC057_AC0145 | E | ceiling mounted, concealed type without casing supply air | AC | AIR-CONDITIONING | AC13 | Air Handling and Treatment Equ | AC057 | Chilled Water Fan-coil Units of 3 rows | AC0145 | ceiling mounted, concealed type without casing supply air
AC_AC13_AC057_AC0146 | E | ceiling mounted, concealed type without casing supply air | AC | AIR-CONDITIONING | AC13 | Air Handling and Treatment Equ | AC057 | Chilled Water Fan-coil Units of 3 rows | AC0146 | ceiling mounted, concealed type without casing supply air
AC_AC13_AC057_AC0147 | E | ceiling mounted, concealed type without casing supply air | AC | AIR-CONDITIONING | AC13 | Air Handling and Treatment Equ | AC057 | Chilled Water Fan-coil Units of 3 rows | AC0147 | ceiling mounted, concealed type without casing supply air
AC_AC13_AC057_AC0148 | E | ceiling mounted, concealed type without casing supply air | AC | AIR-CONDITIONING | AC13 | Air Handling and Treatment Equ | AC057 | Chilled Water Fan-coil Units of 3 rows | AC0148 | ceiling mounted, concealed type without casing supply air
AC_AC13_AC057_AC0149 | E | ceiling mounted, concealed type without casing supply air | AC | AIR-CONDITIONING | AC13 | Air Handling and Treatment Equ | AC057 | Chilled Water Fan-coil Units of 3 rows | AC0149 | ceiling mounted, concealed type without casing supply air
AC_AC13_AC057_AC0150 | E | ceiling mounted, concealed type without casing supply air | AC | AIR-CONDITIONING | AC13 | Air Handling and Treatment Equ | AC057 | Chilled Water Fan-coil Units of 3 rows | AC0150 | ceiling mounted, concealed type without casing supply air
AC_AC13_AC057_AC0151 | E | ceiling mounted, concealed type without casing supply air | AC | AIR-CONDITIONING | AC13 | Air Handling and Treatment Equ | AC057 | Chilled Water Fan-coil Units of 3 rows | AC0151 | ceiling mounted, concealed type without casing supply air
AC_AC13_AC057_AC0152 | E | ceiling mounted, concealed type without casing supply air | AC | AIR-CONDITIONING | AC13 | Air Handling and Treatment Equ | AC057 | Chilled Water Fan-coil Units of 3 rows | AC0152 | ceiling mounted, concealed type without casing supply air
AC_AC13_AC057_AC0153 | E | vert. floor/wall mounted, surface mounting c/w casing sup | AC | AIR-CONDITIONING | AC13 | Air Handling and Treatment Equ | AC057 | Chilled Water Fan-coil Units of 3 rows | AC0153 | vert. floor/wall mounted, surface mounting c/w casing sup
AC_AC13_AC057_AC0154 | E | vert. floor/wall mounted, surface mounting c/w casing sup | AC | AIR-CONDITIONING | AC13 | Air Handling and Treatment Equ | AC057 | Chilled Water Fan-coil Units of 3 rows | AC0154 | vert. floor/wall mounted, surface mounting c/w casing sup
AC_AC13_AC057_AC0155 | E | vert. floor/wall mounted, surface mounting c/w casing sup | AC | AIR-CONDITIONING | AC13 | Air Handling and Treatment Equ | AC057 | Chilled Water Fan-coil Units of 3 rows | AC0155 | vert. floor/wall mounted, surface mounting c/w casing sup
AC_AC13_AC057_AC0156 | E | vert. floor/wall mounted, surface mounting c/w casing sup | AC | AIR-CONDITIONING | AC13 | Air Handling and Treatment Equ | AC057 | Chilled Water Fan-coil Units of 3 rows | AC0156 | vert. floor/wall mounted, surface mounting c/w casing sup
AC_AC13_AC057_AC0157 | E | vert. floor/wall mounted, surface mounting c/w casing sup | AC | AIR-CONDITIONING | AC13 | Air Handling and Treatment Equ | AC057 | Chilled Water Fan-coil Units of 3 rows | AC0157 | vert. floor/wall mounted, surface mounting c/w casing sup
AC_AC13_AC057_AC0158 | E | vert. floor/wall mounted, surface mounting c/w casing sup | AC | AIR-CONDITIONING | AC13 | Air Handling and Treatment Equ | AC057 | Chilled Water Fan-coil Units of 3 rows | AC0158 | vert. floor/wall mounted, surface mounting c/w casing sup
AC_AC13_AC057_AC0159 | E | vert. floor/wall mounted, surface mounting c/w casing sup | AC | AIR-CONDITIONING | AC13 | Air Handling and Treatment Equ | AC057 | Chilled Water Fan-coil Units of 3 rows | AC0159 | vert. floor/wall mounted, surface mounting c/w casing sup
AC_AC13_AC057_AC0160 | E | vert. floor/wall mounted, surface mounting c/w casing sup | AC | AIR-CONDITIONING | AC13 | Air Handling and Treatment Equ | AC057 | Chilled Water Fan-coil Units of 3 rows | AC0160 | vert. floor/wall mounted, surface mounting c/w casing sup
AC_AC13_AC057_AC0161 | E | vert. floor/wall mounted concealed type without casing su | AC | AIR-CONDITIONING | AC13 | Air Handling and Treatment Equ | AC057 | Chilled Water Fan-coil Units of 3 rows | AC0161 | vert. floor/wall mounted concealed type without casing su
AC_AC13_AC057_AC0162 | E | vert. floor/wall mounted concealed type without casing su | AC | AIR-CONDITIONING | AC13 | Air Handling and Treatment Equ | AC057 | Chilled Water Fan-coil Units of 3 rows | AC0162 | vert. floor/wall mounted concealed type without casing su
AC_AC13_AC057_AC0163 | E | vert. floor/wall mounted concealed type without casing su | AC | AIR-CONDITIONING | AC13 | Air Handling and Treatment Equ | AC057 | Chilled Water Fan-coil Units of 3 rows | AC0163 | vert. floor/wall mounted concealed type without casing su
AC_AC13_AC057_AC0164 | E | vert. floor/wall mounted concealed type without casing su | AC | AIR-CONDITIONING | AC13 | Air Handling and Treatment Equ | AC057 | Chilled Water Fan-coil Units of 3 rows | AC0164 | vert. floor/wall mounted concealed type without casing su
AC_AC13_AC057_AC0165 | E | vert. floor/wall mounted concealed type without casing su | AC | AIR-CONDITIONING | AC13 | Air Handling and Treatment Equ | AC057 | Chilled Water Fan-coil Units of 3 rows | AC0165 | vert. floor/wall mounted concealed type without casing su
AC_AC13_AC057_AC0166 | E | vert. floor/wall mounted concealed type without casing su | AC | AIR-CONDITIONING | AC13 | Air Handling and Treatment Equ | AC057 | Chilled Water Fan-coil Units of 3 rows | AC0166 | vert. floor/wall mounted concealed type without casing su
AC_AC13_AC057_AC0167 | E | vert. floor/wall mounted concealed type without casing su | AC | AIR-CONDITIONING | AC13 | Air Handling and Treatment Equ | AC057 | Chilled Water Fan-coil Units of 3 rows | AC0167 | vert. floor/wall mounted concealed type without casing su
AC_AC13_AC057_AC0168 | E | vert. floor/wall mounted concealed type without casing su | AC | AIR-CONDITIONING | AC13 | Air Handling and Treatment Equ | AC057 | Chilled Water Fan-coil Units of 3 rows | AC0168 | vert. floor/wall mounted concealed type without casing su
AC_AC13_AC057_AC0169 | E | ceiling mounted cassette type with nominal supply air rat | AC | AIR-CONDITIONING | AC13 | Air Handling and Treatment Equ | AC057 | Chilled Water Fan-coil Units of 3 rows | AC0169 | ceiling mounted cassette type with nominal supply air rat
AC_AC13_AC057_AC0170 | E | ceiling mounted cassette type with nominal supply air rat | AC | AIR-CONDITIONING | AC13 | Air Handling and Treatment Equ | AC057 | Chilled Water Fan-coil Units of 3 rows | AC0170 | ceiling mounted cassette type with nominal supply air rat
AC_AC13_AC057_AC0171 | E | ceiling mounted cassette type with nominal supply air rat | AC | AIR-CONDITIONING | AC13 | Air Handling and Treatment Equ | AC057 | Chilled Water Fan-coil Units of 3 rows | AC0171 | ceiling mounted cassette type with nominal supply air rat
AC_AC13_AC057_AC0172 | E | ceiling mounted cassette type with nominal supply air rat | AC | AIR-CONDITIONING | AC13 | Air Handling and Treatment Equ | AC057 | Chilled Water Fan-coil Units of 3 rows | AC0172 | ceiling mounted cassette type with nominal supply air rat
AC_AC13_AC057_AC0173 | E | Fan Coil unit controller c/w thermostat, 3-speed selector | AC | AIR-CONDITIONING | AC13 | Air Handling and Treatment Equ | AC057 | Chilled Water Fan-coil Units of 3 rows | AC0173 | Fan Coil unit controller c/w thermostat, 3-speed selector
AC_AC13_AC057_AC0174 | E | Fan Coil unit controller c/w 3-speed selector | AC | AIR-CONDITIONING | AC13 | Air Handling and Treatment Equ | AC057 | Chilled Water Fan-coil Units of 3 rows | AC0174 | Fan Coil unit controller c/w 3-speed selector
AC_AC13_AC059_NULL | E | V.A.V. linear diffuser with acoustic air boot | AC | AIR-CONDITIONING | AC13 | Air Handling and Treatment Equ | AC059 | V.A.V. linear diffuser with acoustic air boot | NULL
AC_AC13_AC059_AC0175 | E | air flow rate : 0.1 m /s | AC | AIR-CONDITIONING | AC13 | Air Handling and Treatment Equ | AC059 | V.A.V. linear diffuser with acoustic air boot | AC0175 | air flow rate : 0.1 m?s
AC_AC13_AC059_AC0176 | E | air flow rate : 0.2 m /s | AC | AIR-CONDITIONING | AC13 | Air Handling and Treatment Equ | AC059 | V.A.V. linear diffuser with acoustic air boot | AC0176 | air flow rate : 0.2 m?s
AC_AC13_AC059_AC0177 | E | air flow rate : 0.3 m /s | AC | AIR-CONDITIONING | AC13 | Air Handling and Treatment Equ | AC059 | V.A.V. linear diffuser with acoustic air boot | AC0177 | air flow rate : 0.3 m?s
AC_AC13_AC059_AC0178 | E | air flow rate : 0.4 m /s | AC | AIR-CONDITIONING | AC13 | Air Handling and Treatment Equ | AC059 | V.A.V. linear diffuser with acoustic air boot | AC0178 | air flow rate : 0.4 m?s
AC_AC13_AC061_NULL | E | V.A.V. multi-outlet air distribution box | AC | AIR-CONDITIONING | AC13 | Air Handling and Treatment Equ | AC061 | V.A.V. multi-outlet air distribution box | NULL
AC_AC13_AC061_AC0179 | E | air flow rate : 0.4 m /s | AC | AIR-CONDITIONING | AC13 | Air Handling and Treatment Equ | AC061 | V.A.V. multi-outlet air distribution box | AC0179 | air flow rate : 0.4 m?s
AC_AC13_AC061_AC0180 | E | air flow rate : 0.5 m /s | AC | AIR-CONDITIONING | AC13 | Air Handling and Treatment Equ | AC061 | V.A.V. multi-outlet air distribution box | AC0180 | air flow rate : 0.5 m?s
AC_AC13_AC061_AC0181 | E | air flow rate : 0.6 m /s | AC | AIR-CONDITIONING | AC13 | Air Handling and Treatment Equ | AC061 | V.A.V. multi-outlet air distribution box | AC0181 | air flow rate : 0.6 m?s
AC_AC13_AC063_NULL | E | V.A.V. terminal box | AC | AIR-CONDITIONING | AC13 | Air Handling and Treatment Equ | AC063 | V.A.V. terminal box | NULL
AC_AC13_AC063_AC0182 | E | air flow rate : 0.4 m /s | AC | AIR-CONDITIONING | AC13 | Air Handling and Treatment Equ | AC063 | V.A.V. terminal box | AC0182 | air flow rate : 0.4 m?s
AC_AC13_AC063_AC0183 | E | air flow rate : 0.5 m /s | AC | AIR-CONDITIONING | AC13 | Air Handling and Treatment Equ | AC063 | V.A.V. terminal box | AC0183 | air flow rate : 0.5 m?s
AC_AC13_AC063_AC0184 | E | air flow rate : 0.6 m /s | AC | AIR-CONDITIONING | AC13 | Air Handling and Treatment Equ | AC063 | V.A.V. terminal box | AC0184 | air flow rate : 0.6 m?s
AC_AC13_AC065_NULL | E | V.A.V. thermostatic controller mounted on VAV termina | AC | AIR-CONDITIONING | AC13 | Air Handling and Treatment Equ | AC065 | V.A.V. thermostatic controller mounted on VAV termina | NULL
AC_AC13_AC067_NULL | E | Thermostat | AC | AIR-CONDITIONING | AC13 | Air Handling and Treatment Equ | AC067 | Thermostat | NULL
AC_AC13_AC069_NULL | E | Humidistat | AC | AIR-CONDITIONING | AC13 | Air Handling and Treatment Equ | AC069 | Humidistat | NULL
AC_AC13_AC071_NULL | E | Air tube for VAV thermostatic controller | AC | AIR-CONDITIONING | AC13 | Air Handling and Treatment Equ | AC071 | Air tube for VAV thermostatic controller | NULL
AC_AC13_AC073_NULL | E | Aluminium flexible ducts with proprietary insulation | AC | AIR-CONDITIONING | AC13 | Air Handling and Treatment Equ | AC073 | Aluminium flexible ducts with proprietary insulation | NULL
AC_AC13_AC073_AC0185 | E | 200 mm dia. | AC | AIR-CONDITIONING | AC13 | Air Handling and Treatment Equ | AC073 | Aluminium flexible ducts with proprietary insulation | AC0185 | 200 mm dia.
AC_AC13_AC073_AC0186 | E | 250 mm dia. | AC | AIR-CONDITIONING | AC13 | Air Handling and Treatment Equ | AC073 | Aluminium flexible ducts with proprietary insulation | AC0186 | 250 mm dia.
AC_AC13_AC073_AC0187 | E | 250 mm dia. | AC | AIR-CONDITIONING | AC13 | Air Handling and Treatment Equ | AC073 | Aluminium flexible ducts with proprietary insulation | AC0187 | 250 mm dia.
AC_AC13_AC075_NULL | E | Air duct cleaning point | AC | AIR-CONDITIONING | AC13 | Air Handling and Treatment Equ | AC075 | Air duct cleaning point | NULL
AC_AC14_NULL_NULL | E | Air Ducts, Thermal Insulation | AC | AIR-CONDITIONING | AC14 | Air Ducts, Thermal Insulation | NULL |  | NULL
AC_AC14_AC077_NULL | E | G.I. Sheet metal ductwork, uninsulated, | AC | AIR-CONDITIONING | AC14 | Air Ducts, Thermal Insulation | AC077 | G.I. Sheet metal ductwork, uninsulated, | NULL
AC_AC14_AC077_AC0188 | E | 0.8 mm thick | AC | AIR-CONDITIONING | AC14 | Air Ducts, Thermal Insulation | AC077 | G.I. Sheet metal ductwork, uninsulated, | AC0188 | 0.8 mm thick
AC_AC14_AC077_AC0189 | E | 1.0 mm thick | AC | AIR-CONDITIONING | AC14 | Air Ducts, Thermal Insulation | AC077 | G.I. Sheet metal ductwork, uninsulated, | AC0189 | 1.0 mm thick
AC_AC14_AC077_AC0190 | E | 1.2 mm thick | AC | AIR-CONDITIONING | AC14 | Air Ducts, Thermal Insulation | AC077 | G.I. Sheet metal ductwork, uninsulated, | AC0190 | 1.2 mm thick
AC_AC14_AC077_AC0191 | E | 1.5 mm thick | AC | AIR-CONDITIONING | AC14 | Air Ducts, Thermal Insulation | AC077 | G.I. Sheet metal ductwork, uninsulated, | AC0191 | 1.5 mm thick
AC_AC14_AC079_NULL | E | Factory made G.I. Round/Oval Spiral Duct uninsulated | AC | AIR-CONDITIONING | AC14 | Air Ducts, Thermal Insulation | AC079 | Factory made G.I. Round/Oval Spiral Duct uninsulated | NULL
AC_AC14_AC079_AC0192 | E | up to 165 mm dia. | AC | AIR-CONDITIONING | AC14 | Air Ducts, Thermal Insulation | AC079 | Factory made G.I. Round/Oval Spiral Duct uninsulated | AC0192 | up to 165 mm dia.
AC_AC14_AC079_AC0193 | E | up to 255 mm dia. | AC | AIR-CONDITIONING | AC14 | Air Ducts, Thermal Insulation | AC079 | Factory made G.I. Round/Oval Spiral Duct uninsulated | AC0193 | up to 255 mm dia.
AC_AC14_AC079_AC0194 | E | up to 355 mm dia. | AC | AIR-CONDITIONING | AC14 | Air Ducts, Thermal Insulation | AC079 | Factory made G.I. Round/Oval Spiral Duct uninsulated | AC0194 | up to 355 mm dia.
AC_AC14_AC079_AC0195 | E | up to 470 mm dia. | AC | AIR-CONDITIONING | AC14 | Air Ducts, Thermal Insulation | AC079 | Factory made G.I. Round/Oval Spiral Duct uninsulated | AC0195 | up to 470 mm dia.
AC_AC14_AC079_AC0196 | E | up to 546 mm dia. | AC | AIR-CONDITIONING | AC14 | Air Ducts, Thermal Insulation | AC079 | Factory made G.I. Round/Oval Spiral Duct uninsulated | AC0196 | up to 546 mm dia.
AC_AC14_AC079_AC0197 | E | up to 622 mm dia. | AC | AIR-CONDITIONING | AC14 | Air Ducts, Thermal Insulation | AC079 | Factory made G.I. Round/Oval Spiral Duct uninsulated | AC0197 | up to 622 mm dia.
AC_AC14_AC081_NULL | E | Stainless steel sheet metal air duct uninsulated | AC | AIR-CONDITIONING | AC14 | Air Ducts, Thermal Insulation | AC081 | Stainless steel sheet metal air duct uninsulated | NULL
AC_AC14_AC081_AC0198 | E | 0.8 mm thick | AC | AIR-CONDITIONING | AC14 | Air Ducts, Thermal Insulation | AC081 | Stainless steel sheet metal air duct uninsulated | AC0198 | 0.8 mm thick
AC_AC14_AC081_AC0199 | E | 1.0mm thick | AC | AIR-CONDITIONING | AC14 | Air Ducts, Thermal Insulation | AC081 | Stainless steel sheet metal air duct uninsulated | AC0199 | 1.0mm thick
AC_AC14_AC081_AC0200 | E | 1.2 mm thick | AC | AIR-CONDITIONING | AC14 | Air Ducts, Thermal Insulation | AC081 | Stainless steel sheet metal air duct uninsulated | AC0200 | 1.2 mm thick
AC_AC14_AC081_AC0201 | E | 1.5 mm thick | AC | AIR-CONDITIONING | AC14 | Air Ducts, Thermal Insulation | AC081 | Stainless steel sheet metal air duct uninsulated | AC0201 | 1.5 mm thick
AC_AC14_AC083_NULL | E | Aluminium Flexible Duct, bare without insulation | AC | AIR-CONDITIONING | AC14 | Air Ducts, Thermal Insulation | AC083 | Aluminium Flexible Duct, bare without insulation | NULL
AC_AC14_AC083_AC0202 | E | up to 150 mm dia. | AC | AIR-CONDITIONING | AC14 | Air Ducts, Thermal Insulation | AC083 | Aluminium Flexible Duct, bare without insulation | AC0202 | up to 150 mm dia.
AC_AC14_AC083_AC0203 | E | up to 200 mm dia. | AC | AIR-CONDITIONING | AC14 | Air Ducts, Thermal Insulation | AC083 | Aluminium Flexible Duct, bare without insulation | AC0203 | up to 200 mm dia.
AC_AC14_AC083_AC0204 | E | up to 250 mm dia. | AC | AIR-CONDITIONING | AC14 | Air Ducts, Thermal Insulation | AC083 | Aluminium Flexible Duct, bare without insulation | AC0204 | up to 250 mm dia.
AC_AC14_AC083_AC0205 | E | up to 300 mm dia. | AC | AIR-CONDITIONING | AC14 | Air Ducts, Thermal Insulation | AC083 | Aluminium Flexible Duct, bare without insulation | AC0205 | up to 300 mm dia.
AC_AC14_AC085_NULL | E | Aluminium Flexible Duct with 25 mm thick 48 kg/m fib | AC | AIR-CONDITIONING | AC14 | Air Ducts, Thermal Insulation | AC085 | Aluminium Flexible Duct with 25 mm thick 48 kg/m?fib | NULL
AC_AC14_AC085_AC0206 | E | up to 150 mm dia. | AC | AIR-CONDITIONING | AC14 | Air Ducts, Thermal Insulation | AC085 | Aluminium Flexible Duct with 25 mm thick 48 kg/m?fib | AC0206 | up to 150 mm dia.
AC_AC14_AC085_AC0207 | E | up to 200 mm dia. | AC | AIR-CONDITIONING | AC14 | Air Ducts, Thermal Insulation | AC085 | Aluminium Flexible Duct with 25 mm thick 48 kg/m?fib | AC0207 | up to 200 mm dia.
AC_AC14_AC085_AC0208 | E | up to 250 mm dia. | AC | AIR-CONDITIONING | AC14 | Air Ducts, Thermal Insulation | AC085 | Aluminium Flexible Duct with 25 mm thick 48 kg/m?fib | AC0208 | up to 250 mm dia.
AC_AC14_AC085_AC0209 | E | up to 300 mm dia. | AC | AIR-CONDITIONING | AC14 | Air Ducts, Thermal Insulation | AC085 | Aluminium Flexible Duct with 25 mm thick 48 kg/m?fib | AC0209 | up to 300 mm dia.
AC_AC14_AC087_NULL | E | Polystyrene insulation c/w cement plaster | AC | AIR-CONDITIONING | AC14 | Air Ducts, Thermal Insulation | AC087 | Polystyrene insulation c/w cement plaster | NULL
AC_AC14_AC087_AC0210 | E | 25 mm thick | AC | AIR-CONDITIONING | AC14 | Air Ducts, Thermal Insulation | AC087 | Polystyrene insulation c/w cement plaster | AC0210 | 25 mm thick
AC_AC14_AC087_AC0211 | E | 50 mm thick | AC | AIR-CONDITIONING | AC14 | Air Ducts, Thermal Insulation | AC087 | Polystyrene insulation c/w cement plaster | AC0211 | 50 mm thick
AC_AC14_AC089_NULL | E | Phenolic foam insulation, 35 kg/m | AC | AIR-CONDITIONING | AC14 | Air Ducts, Thermal Insulation | AC089 | Phenolic foam insulation, 35 kg/m | NULL
AC_AC14_AC089_AC0212 | E | 25 mm thick | AC | AIR-CONDITIONING | AC14 | Air Ducts, Thermal Insulation | AC089 | Phenolic foam insulation, 35 kg/m | AC0212 | 25 mm thick
AC_AC14_AC089_AC0213 | E | 50 mm thick | AC | AIR-CONDITIONING | AC14 | Air Ducts, Thermal Insulation | AC089 | Phenolic foam insulation, 35 kg/m | AC0213 | 50 mm thick
AC_AC14_AC091_NULL | E | Phenolic foam insulation c/w cement plaster | AC | AIR-CONDITIONING | AC14 | Air Ducts, Thermal Insulation | AC091 | Phenolic foam insulation c/w cement plaster | NULL
AC_AC14_AC091_AC0214 | E | 25 mm thick | AC | AIR-CONDITIONING | AC14 | Air Ducts, Thermal Insulation | AC091 | Phenolic foam insulation c/w cement plaster | AC0214 | 25 mm thick
AC_AC14_AC091_AC0215 | E | 50 mm thick | AC | AIR-CONDITIONING | AC14 | Air Ducts, Thermal Insulation | AC091 | Phenolic foam insulation c/w cement plaster | AC0215 | 50 mm thick
AC_AC14_AC093_NULL | E | Flexible closed cell elastomeric insulation | AC | AIR-CONDITIONING | AC14 | Air Ducts, Thermal Insulation | AC093 | Flexible closed cell elastomeric insulation | NULL
AC_AC14_AC093_AC0216 | E | 19 mm thick | AC | AIR-CONDITIONING | AC14 | Air Ducts, Thermal Insulation | AC093 | Flexible closed cell elastomeric insulation | AC0216 | 19 mm thick
AC_AC14_AC093_AC0217 | E | 25 mm thick | AC | AIR-CONDITIONING | AC14 | Air Ducts, Thermal Insulation | AC093 | Flexible closed cell elastomeric insulation | AC0217 | 25 mm thick
AC_AC14_AC095_NULL | E | Flexible closed cell elastomeric internal lining to a | AC | AIR-CONDITIONING | AC14 | Air Ducts, Thermal Insulation | AC095 | Flexible closed cell elastomeric internal lining to a | NULL
AC_AC14_AC095_AC0218 | E | 19 mm thick | AC | AIR-CONDITIONING | AC14 | Air Ducts, Thermal Insulation | AC095 | Flexible closed cell elastomeric internal lining to a | AC0218 | 19 mm thick
AC_AC14_AC095_AC0219 | E | 25 mm thick | AC | AIR-CONDITIONING | AC14 | Air Ducts, Thermal Insulation | AC095 | Flexible closed cell elastomeric internal lining to a | AC0219 | 25 mm thick
AC_AC14_AC097_NULL | E | Vapour barrier of double faced aluminium foil | AC | AIR-CONDITIONING | AC14 | Air Ducts, Thermal Insulation | AC097 | Vapour barrier of double faced aluminium foil | NULL
AC_AC14_AC099_NULL | E | Aluminium cladding for air ductwork, 0.8mm thick, ham | AC | AIR-CONDITIONING | AC14 | Air Ducts, Thermal Insulation | AC099 | Aluminium cladding for air ductwork, 0.8mm thick, ham | NULL
AC_AC14_AC101_NULL | E | Insulation tape | AC | AIR-CONDITIONING | AC14 | Air Ducts, Thermal Insulation | AC101 | Insulation tape | NULL
AC_AC14_AC103_NULL | E | Fibreglass insulation (all thickness) | AC | AIR-CONDITIONING | AC14 | Air Ducts, Thermal Insulation | AC103 | Fibreglass insulation (all thickness) | NULL
AC_AC14_AC105_NULL | E | Air Registers | AC | AIR-CONDITIONING | AC14 | Air Ducts, Thermal Insulation | AC105 | Air Registers | NULL
AC_AC14_AC105_AC0220 | E | Aluminium type c/w volume control damper of sizes: below | AC | AIR-CONDITIONING | AC14 | Air Ducts, Thermal Insulation | AC105 | Air Registers | AC0220 | Aluminium type c/w volume control damper of sizes: below
AC_AC14_AC105_AC0221 | E | Aluminium type c/w volume control damper of sizes: 0.101- | AC | AIR-CONDITIONING | AC14 | Air Ducts, Thermal Insulation | AC105 | Air Registers | AC0221 | Aluminium type c/w volume control damper of sizes: 0.101-
AC_AC14_AC105_AC0222 | E | Aluminium type c/w volume control damper of sizes: 0.301- | AC | AIR-CONDITIONING | AC14 | Air Ducts, Thermal Insulation | AC105 | Air Registers | AC0222 | Aluminium type c/w volume control damper of sizes: 0.301-
AC_AC14_AC105_AC0223 | E | Aluminium type c/w volume control damper of sizes: 0.501- | AC | AIR-CONDITIONING | AC14 | Air Ducts, Thermal Insulation | AC105 | Air Registers | AC0223 | Aluminium type c/w volume control damper of sizes: 0.501-
AC_AC14_AC105_AC0224 | E | Metal type c/w painting c/w volume control damper of size | AC | AIR-CONDITIONING | AC14 | Air Ducts, Thermal Insulation | AC105 | Air Registers | AC0224 | Metal type c/w painting c/w volume control damper of size
AC_AC14_AC105_AC0225 | E | Metal type c/w painting c/w volume control damper of size | AC | AIR-CONDITIONING | AC14 | Air Ducts, Thermal Insulation | AC105 | Air Registers | AC0225 | Metal type c/w painting c/w volume control damper of size
AC_AC14_AC105_AC0226 | E | Metal type c/w painting c/w volume control damper of size | AC | AIR-CONDITIONING | AC14 | Air Ducts, Thermal Insulation | AC105 | Air Registers | AC0226 | Metal type c/w painting c/w volume control damper of size
AC_AC14_AC105_AC0227 | E | Metal type c/w painting c/w volume control damper of size | AC | AIR-CONDITIONING | AC14 | Air Ducts, Thermal Insulation | AC105 | Air Registers | AC0227 | Metal type c/w painting c/w volume control damper of size
AC_AC14_AC107_NULL | E | Ceiling Diffusers | AC | AIR-CONDITIONING | AC14 | Air Ducts, Thermal Insulation | AC107 | Ceiling Diffusers | NULL
AC_AC14_AC107_AC0228 | E | Aluminium type with volume control damper of neck size be | AC | AIR-CONDITIONING | AC14 | Air Ducts, Thermal Insulation | AC107 | Ceiling Diffusers | AC0228 | Aluminium type with volume control damper of neck size be
AC_AC14_AC107_Ceiling Diffusers | E | Aluminium type with volume control damper of neck size 0. | AC | AIR-CONDITIONING | AC14 | Air Ducts, Thermal Insulation | AC107 | Ceiling Diffusers | Ceiling Diffusers | Aluminium type with volume control damper of neck size 0.
AC_AC14_AC107_AC0230 | E | Aluminium type with volume control damper of neck size 0. | AC | AIR-CONDITIONING | AC14 | Air Ducts, Thermal Insulation | AC107 | Ceiling Diffusers | AC0230 | Aluminium type with volume control damper of neck size 0.
AC_AC14_AC107_AC0231 | E | Aluminium type with volume control damper of neck size 0. | AC | AIR-CONDITIONING | AC14 | Air Ducts, Thermal Insulation | AC107 | Ceiling Diffusers | AC0231 | Aluminium type with volume control damper of neck size 0.
AC_AC14_AC107_AC0232 | E | Metal type c/w painting with vol. control damper of neck | AC | AIR-CONDITIONING | AC14 | Air Ducts, Thermal Insulation | AC107 | Ceiling Diffusers | AC0232 | Metal type c/w painting with vol. control damper of neck
AC_AC14_AC107_AC0233 | E | Metal type c/w painting with vol. control damper of neck | AC | AIR-CONDITIONING | AC14 | Air Ducts, Thermal Insulation | AC107 | Ceiling Diffusers | AC0233 | Metal type c/w painting with vol. control damper of neck
AC_AC14_AC107_AC0234 | E | Metal type c/w painting with vol. control damper of neck | AC | AIR-CONDITIONING | AC14 | Air Ducts, Thermal Insulation | AC107 | Ceiling Diffusers | AC0234 | Metal type c/w painting with vol. control damper of neck
AC_AC14_AC107_AC0235 | E | Metal type c/w painting with vol. control damper of neck | AC | AIR-CONDITIONING | AC14 | Air Ducts, Thermal Insulation | AC107 | Ceiling Diffusers | AC0235 | Metal type c/w painting with vol. control damper of neck
AC_AC14_AC107_AC0236 | E | Al.linear diffuser c/w distribution plenum, adjustable da | AC | AIR-CONDITIONING | AC14 | Air Ducts, Thermal Insulation | AC107 | Ceiling Diffusers | AC0236 | Al.linear diffuser c/w distribution plenum, adjustable da
AC_AC14_AC107_AC0237 | E | Al. linear diffuser c/w distribution plenum, adjustable d | AC | AIR-CONDITIONING | AC14 | Air Ducts, Thermal Insulation | AC107 | Ceiling Diffusers | AC0237 | Al. linear diffuser c/w distribution plenum, adjustable d
AC_AC14_AC107_AC0238 | E | Al. linear diffuser c/w distribution plenum, adjustable d | AC | AIR-CONDITIONING | AC14 | Air Ducts, Thermal Insulation | AC107 | Ceiling Diffusers | AC0238 | Al. linear diffuser c/w distribution plenum, adjustable d
AC_AC14_AC107_AC0239 | E | Al. linear diffuser c/w distribution plenum, adjustable d | AC | AIR-CONDITIONING | AC14 | Air Ducts, Thermal Insulation | AC107 | Ceiling Diffusers | AC0239 | Al. linear diffuser c/w distribution plenum, adjustable d
AC_AC14_AC107_AC0240 | E | Aluminium linear diffuser c/w adjustable damper and acces | AC | AIR-CONDITIONING | AC14 | Air Ducts, Thermal Insulation | AC107 | Ceiling Diffusers | AC0240 | Aluminium linear diffuser c/w adjustable damper and acces
AC_AC14_AC107_AC0241 | E | Aluminium linear diffuser c/w adjustable damper and acces | AC | AIR-CONDITIONING | AC14 | Air Ducts, Thermal Insulation | AC107 | Ceiling Diffusers | AC0241 | Aluminium linear diffuser c/w adjustable damper and acces
AC_AC14_AC107_AC0242 | E | Aluminium linear diffuser c/w adjustable damper and acces | AC | AIR-CONDITIONING | AC14 | Air Ducts, Thermal Insulation | AC107 | Ceiling Diffusers | AC0242 | Aluminium linear diffuser c/w adjustable damper and acces
AC_AC14_AC107_AC0243 | E | Aluminium linear diffuser c/w adjustable damper and acces | AC | AIR-CONDITIONING | AC14 | Air Ducts, Thermal Insulation | AC107 | Ceiling Diffusers | AC0243 | Aluminium linear diffuser c/w adjustable damper and acces
AC_AC14_AC109_NULL | E | Return air grille | AC | AIR-CONDITIONING | AC14 | Air Ducts, Thermal Insulation | AC109 | Return air grille | NULL
AC_AC14_AC109_AC0244 | E | Metal type c/w painting c/w air filter hinged type of siz | AC | AIR-CONDITIONING | AC14 | Air Ducts, Thermal Insulation | AC109 | Return air grille | AC0244 | Metal type c/w painting c/w air filter hinged type of siz
AC_AC14_AC109_AC0245 | E | Metal type c/w painting c/w air filter hinged type of siz | AC | AIR-CONDITIONING | AC14 | Air Ducts, Thermal Insulation | AC109 | Return air grille | AC0245 | Metal type c/w painting c/w air filter hinged type of siz
AC_AC14_AC109_AC0246 | E | Metal type c/w painting c/w air filter hinged type of siz | AC | AIR-CONDITIONING | AC14 | Air Ducts, Thermal Insulation | AC109 | Return air grille | AC0246 | Metal type c/w painting c/w air filter hinged type of siz
AC_AC14_AC109_AC0247 | E | Metal type c/w painting c/w air filter hinged type of siz | AC | AIR-CONDITIONING | AC14 | Air Ducts, Thermal Insulation | AC109 | Return air grille | AC0247 | Metal type c/w painting c/w air filter hinged type of siz
AC_AC14_AC109_AC0248 | E | Aluminium type c/w air filter of size : below 0.1 m | AC | AIR-CONDITIONING | AC14 | Air Ducts, Thermal Insulation | AC109 | Return air grille | AC0248 | Aluminium type c/w air filter of size : below 0.1 m
AC_AC14_AC109_AC0249 | E | Aluminium type c/w air filter of size : 0.101-0.3 m | AC | AIR-CONDITIONING | AC14 | Air Ducts, Thermal Insulation | AC109 | Return air grille | AC0249 | Aluminium type c/w air filter of size : 0.101-0.3 m
AC_AC14_AC109_AC0250 | E | Aluminium type c/w air filter of size : 0.301-0.5 m | AC | AIR-CONDITIONING | AC14 | Air Ducts, Thermal Insulation | AC109 | Return air grille | AC0250 | Aluminium type c/w air filter of size : 0.301-0.5 m
AC_AC14_AC109_AC0251 | E | Aluminium type c/w air filter of size : 0.501-0.8 m | AC | AIR-CONDITIONING | AC14 | Air Ducts, Thermal Insulation | AC109 | Return air grille | AC0251 | Aluminium type c/w air filter of size : 0.501-0.8 m
AC_AC14_AC111_NULL | E | Exhaust air grille | AC | AIR-CONDITIONING | AC14 | Air Ducts, Thermal Insulation | AC111 | Exhaust air grille | NULL
AC_AC14_AC111_AC0252 | E | Aluminium type, hinged type of size : below 0.2 m | AC | AIR-CONDITIONING | AC14 | Air Ducts, Thermal Insulation | AC111 | Exhaust air grille | AC0252 | Aluminium type, hinged type of size : below 0.2 m
AC_AC14_AC111_AC0253 | E | Aluminium type, hinged type of size : 0.201-0.4 m | AC | AIR-CONDITIONING | AC14 | Air Ducts, Thermal Insulation | AC111 | Exhaust air grille | AC0253 | Aluminium type, hinged type of size : 0.201-0.4 m
AC_AC14_AC111_AC0254 | E | Aluminium type, hinged type of size : 0.401-0.6 m | AC | AIR-CONDITIONING | AC14 | Air Ducts, Thermal Insulation | AC111 | Exhaust air grille | AC0254 | Aluminium type, hinged type of size : 0.401-0.6 m
AC_AC14_AC111_AC0255 | E | Metal type c/w painting, hinged type of size :below 0.2 m | AC | AIR-CONDITIONING | AC14 | Air Ducts, Thermal Insulation | AC111 | Exhaust air grille | AC0255 | Metal type c/w painting, hinged type of size :below 0.2 m
AC_AC14_AC111_AC0256 | E | Metal type c/w painting, hinged type of size :0.201-0.4 m | AC | AIR-CONDITIONING | AC14 | Air Ducts, Thermal Insulation | AC111 | Exhaust air grille | AC0256 | Metal type c/w painting, hinged type of size :0.201-0.4 m
AC_AC14_AC111_AC0257 | E | Metal type c/w painting, hinged type of size :0.401-0.6 m | AC | AIR-CONDITIONING | AC14 | Air Ducts, Thermal Insulation | AC111 | Exhaust air grille | AC0257 | Metal type c/w painting, hinged type of size :0.401-0.6 m
AC_AC14_AC113_NULL | E | Duct Work Accessories | AC | AIR-CONDITIONING | AC14 | Air Ducts, Thermal Insulation | AC113 | Duct Work Accessories | NULL
AC_AC14_AC113_AC0258 | E | Flexible connection (measured on perimeter of duct) Ventg | AC | AIR-CONDITIONING | AC14 | Air Ducts, Thermal Insulation | AC113 | Duct Work Accessories | AC0258 | Flexible connection (measured on perimeter of duct) Ventg
AC_AC14_AC113_AC0259 | E | Flexible connection (measured on perimeter of duct) Ventg | AC | AIR-CONDITIONING | AC14 | Air Ducts, Thermal Insulation | AC113 | Duct Work Accessories | AC0259 | Flexible connection (measured on perimeter of duct) Ventg
AC_AC14_AC113_AC0260 | E | Fire Dampers below 0.1 m | AC | AIR-CONDITIONING | AC14 | Air Ducts, Thermal Insulation | AC113 | Duct Work Accessories | AC0260 | Fire Dampers below 0.1 m
AC_AC14_AC113_AC0261 | E | Fire Dampers 0.101-0.3 m | AC | AIR-CONDITIONING | AC14 | Air Ducts, Thermal Insulation | AC113 | Duct Work Accessories | AC0261 | Fire Dampers 0.101-0.3 m
AC_AC14_AC113_AC0262 | E | Fire Dampers 0.301-0.5 m | AC | AIR-CONDITIONING | AC14 | Air Ducts, Thermal Insulation | AC113 | Duct Work Accessories | AC0262 | Fire Dampers 0.301-0.5 m
AC_AC14_AC113_AC0263 | E | Fire Dampers 0.501-0.8 m | AC | AIR-CONDITIONING | AC14 | Air Ducts, Thermal Insulation | AC113 | Duct Work Accessories | AC0263 | Fire Dampers 0.501-0.8 m
AC_AC14_AC113_AC0264 | E | Motorised damper c/w actuator below 0.1 m | AC | AIR-CONDITIONING | AC14 | Air Ducts, Thermal Insulation | AC113 | Duct Work Accessories | AC0264 | Motorised damper c/w actuator below 0.1 m
AC_AC14_AC113_AC0265 | E | Motorised damper c/w actuator 0.101-0.3 m | AC | AIR-CONDITIONING | AC14 | Air Ducts, Thermal Insulation | AC113 | Duct Work Accessories | AC0265 | Motorised damper c/w actuator 0.101-0.3 m
AC_AC14_AC113_AC0266 | E | Motorised damper c/w actuator 0.301-0.5 m | AC | AIR-CONDITIONING | AC14 | Air Ducts, Thermal Insulation | AC113 | Duct Work Accessories | AC0266 | Motorised damper c/w actuator 0.301-0.5 m
AC_AC14_AC113_AC0267 | E | Motorised damper c/w actuator 0.501-0.8 m | AC | AIR-CONDITIONING | AC14 | Air Ducts, Thermal Insulation | AC113 | Duct Work Accessories | AC0267 | Motorised damper c/w actuator 0.501-0.8 m
AC_AC14_AC113_AC0268 | E | Regulation damper | AC | AIR-CONDITIONING | AC14 | Air Ducts, Thermal Insulation | AC113 | Duct Work Accessories | AC0268 | Regulation damper
AC_AC14_AC115_NULL | E | Air filters | AC | AIR-CONDITIONING | AC14 | Air Ducts, Thermal Insulation | AC115 | Air filters | NULL
AC_AC14_AC115_AC0269 | E | Dry Replaceable Medium Type- Bag type | AC | AIR-CONDITIONING | AC14 | Air Ducts, Thermal Insulation | AC115 | Air filters | AC0269 | Dry Replaceable Medium Type- Bag type
AC_AC14_AC115_AC0270 | E | Dry Replaceable Medium Type- Cartridge type | AC | AIR-CONDITIONING | AC14 | Air Ducts, Thermal Insulation | AC115 | Air filters | AC0270 | Dry Replaceable Medium Type- Cartridge type
AC_AC14_AC115_AC0271 | E | Throw away type | AC | AIR-CONDITIONING | AC14 | Air Ducts, Thermal Insulation | AC115 | Air filters | AC0271 | Throw away type
AC_AC14_AC115_AC0272 | E | Expanded aluminium foil (Dry) | AC | AIR-CONDITIONING | AC14 | Air Ducts, Thermal Insulation | AC115 | Air filters | AC0272 | Expanded aluminium foil (Dry)
AC_AC14_AC115_AC0273 | E | Expanded aluminium foil (Coated) | AC | AIR-CONDITIONING | AC14 | Air Ducts, Thermal Insulation | AC115 | Air filters | AC0273 | Expanded aluminium foil (Coated)
AC_AC14_AC117_NULL | E | Electric duct heater of black sheathed element type | AC | AIR-CONDITIONING | AC14 | Air Ducts, Thermal Insulation | AC117 | Electric duct heater of black sheathed element type | NULL
AC_AC14_AC117_AC0274 | E | below 3 kW | AC | AIR-CONDITIONING | AC14 | Air Ducts, Thermal Insulation | AC117 | Electric duct heater of black sheathed element type | AC0274 | below 3 kW
AC_AC14_AC117_AC0275 | E | 3.1 - 6 kW | AC | AIR-CONDITIONING | AC14 | Air Ducts, Thermal Insulation | AC117 | Electric duct heater of black sheathed element type | AC0275 | 3.1 - 6 kW
AC_AC14_AC117_AC0276 | E | 6.1 - 9 kW | AC | AIR-CONDITIONING | AC14 | Air Ducts, Thermal Insulation | AC117 | Electric duct heater of black sheathed element type | AC0276 | 6.1 - 9 kW
AC_AC14_AC117_AC0277 | E | 9.1 - 12 kW | AC | AIR-CONDITIONING | AC14 | Air Ducts, Thermal Insulation | AC117 | Electric duct heater of black sheathed element type | AC0277 | 9.1 - 12 kW
AC_AC15_NULL_NULL | E | Chilled Water System | AC | AIR-CONDITIONING | AC15 | Chilled Water System | NULL |  | NULL
AC_AC15_AC119_NULL | E | Chilled water pipe, uninsulated | AC | AIR-CONDITIONING | AC15 | Chilled Water System | AC119 | Chilled water pipe, uninsulated | NULL
AC_AC15_AC119_AC0278 | E | pipie dia. 25 mm or below | AC | AIR-CONDITIONING | AC15 | Chilled Water System | AC119 | Chilled water pipe, uninsulated | AC0278 | pipie dia. 25 mm or below
AC_AC15_AC119_AC0279 | E | pipie dia. 32 mm | AC | AIR-CONDITIONING | AC15 | Chilled Water System | AC119 | Chilled water pipe, uninsulated | AC0279 | pipie dia. 32 mm
AC_AC15_AC119_AC0280 | E | pipie dia. 40 mm | AC | AIR-CONDITIONING | AC15 | Chilled Water System | AC119 | Chilled water pipe, uninsulated | AC0280 | pipie dia. 40 mm
AC_AC15_AC119_AC0281 | E | pipie dia. 50 mm | AC | AIR-CONDITIONING | AC15 | Chilled Water System | AC119 | Chilled water pipe, uninsulated | AC0281 | pipie dia. 50 mm
AC_AC15_AC119_AC0282 | E | pipie dia. 65 mm | AC | AIR-CONDITIONING | AC15 | Chilled Water System | AC119 | Chilled water pipe, uninsulated | AC0282 | pipie dia. 65 mm
AC_AC15_AC119_AC0283 | E | pipie dia. 80 mm | AC | AIR-CONDITIONING | AC15 | Chilled Water System | AC119 | Chilled water pipe, uninsulated | AC0283 | pipie dia. 80 mm
AC_AC15_AC119_AC0284 | E | pipie dia. 100 mm | AC | AIR-CONDITIONING | AC15 | Chilled Water System | AC119 | Chilled water pipe, uninsulated | AC0284 | pipie dia. 100 mm
AC_AC15_AC119_AC0285 | E | pipie dia. 150 mm | AC | AIR-CONDITIONING | AC15 | Chilled Water System | AC119 | Chilled water pipe, uninsulated | AC0285 | pipie dia. 150 mm
AC_AC15_AC121_NULL | E | Chilled water pipe c/w 50mm polystyrene insulation | AC | AIR-CONDITIONING | AC15 | Chilled Water System | AC121 | Chilled water pipe c/w 50mm polystyrene insulation | NULL
AC_AC15_AC121_AC0286 | E | pipe dia. 20mm or below | AC | AIR-CONDITIONING | AC15 | Chilled Water System | AC121 | Chilled water pipe c/w 50mm polystyrene insulation | AC0286 | pipe dia. 20mm or below
AC_AC15_AC121_AC0287 | E | pipe dia. 25mm | AC | AIR-CONDITIONING | AC15 | Chilled Water System | AC121 | Chilled water pipe c/w 50mm polystyrene insulation | AC0287 | pipe dia. 25mm
AC_AC15_AC121_AC0288 | E | pipe dia. 32mm | AC | AIR-CONDITIONING | AC15 | Chilled Water System | AC121 | Chilled water pipe c/w 50mm polystyrene insulation | AC0288 | pipe dia. 32mm
AC_AC15_AC121_AC0289 | E | pipe dia. 40mm | AC | AIR-CONDITIONING | AC15 | Chilled Water System | AC121 | Chilled water pipe c/w 50mm polystyrene insulation | AC0289 | pipe dia. 40mm
AC_AC15_AC121_AC0290 | E | pipe dia. 50mm | AC | AIR-CONDITIONING | AC15 | Chilled Water System | AC121 | Chilled water pipe c/w 50mm polystyrene insulation | AC0290 | pipe dia. 50mm
AC_AC15_AC121_AC0291 | E | pipe dia. 65mm | AC | AIR-CONDITIONING | AC15 | Chilled Water System | AC121 | Chilled water pipe c/w 50mm polystyrene insulation | AC0291 | pipe dia. 65mm
AC_AC15_AC121_AC0292 | E | pipe dia. 80mm | AC | AIR-CONDITIONING | AC15 | Chilled Water System | AC121 | Chilled water pipe c/w 50mm polystyrene insulation | AC0292 | pipe dia. 80mm
AC_AC15_AC121_AC0293 | E | pipe dia. 100mm | AC | AIR-CONDITIONING | AC15 | Chilled Water System | AC121 | Chilled water pipe c/w 50mm polystyrene insulation | AC0293 | pipe dia. 100mm
AC_AC15_AC121_AC0294 | E | pipe dia. 150mm | AC | AIR-CONDITIONING | AC15 | Chilled Water System | AC121 | Chilled water pipe c/w 50mm polystyrene insulation | AC0294 | pipe dia. 150mm
AC_AC15_AC123_NULL | E | Chilled water pipe c/w 50mm pheonlic foam | AC | AIR-CONDITIONING | AC15 | Chilled Water System | AC123 | Chilled water pipe c/w 50mm pheonlic foam | NULL
AC_AC15_AC123_AC0295 | E | pipe dia. 20mm or below | AC | AIR-CONDITIONING | AC15 | Chilled Water System | AC123 | Chilled water pipe c/w 50mm pheonlic foam | AC0295 | pipe dia. 20mm or below
AC_AC15_AC123_AC0296 | E | pipe dia. 25mm | AC | AIR-CONDITIONING | AC15 | Chilled Water System | AC123 | Chilled water pipe c/w 50mm pheonlic foam | AC0296 | pipe dia. 25mm
AC_AC15_AC123_AC0297 | E | pipe dia. 32mm | AC | AIR-CONDITIONING | AC15 | Chilled Water System | AC123 | Chilled water pipe c/w 50mm pheonlic foam | AC0297 | pipe dia. 32mm
AC_AC15_AC123_AC0298 | E | pipe dia. 40mm | AC | AIR-CONDITIONING | AC15 | Chilled Water System | AC123 | Chilled water pipe c/w 50mm pheonlic foam | AC0298 | pipe dia. 40mm
AC_AC15_AC123_AC0299 | E | pipe dia. 50mm | AC | AIR-CONDITIONING | AC15 | Chilled Water System | AC123 | Chilled water pipe c/w 50mm pheonlic foam | AC0299 | pipe dia. 50mm
AC_AC15_AC123_AC0300 | E | pipe dia. 65mm | AC | AIR-CONDITIONING | AC15 | Chilled Water System | AC123 | Chilled water pipe c/w 50mm pheonlic foam | AC0300 | pipe dia. 65mm
AC_AC15_AC123_AC0301 | E | pipe dia. 80mm | AC | AIR-CONDITIONING | AC15 | Chilled Water System | AC123 | Chilled water pipe c/w 50mm pheonlic foam | AC0301 | pipe dia. 80mm
AC_AC15_AC123_AC0302 | E | pipe dia. 100mm | AC | AIR-CONDITIONING | AC15 | Chilled Water System | AC123 | Chilled water pipe c/w 50mm pheonlic foam | AC0302 | pipe dia. 100mm
AC_AC15_AC123_AC0303 | E | pipe dia. 150mm | AC | AIR-CONDITIONING | AC15 | Chilled Water System | AC123 | Chilled water pipe c/w 50mm pheonlic foam | AC0303 | pipe dia. 150mm
AC_AC15_AC125_NULL | E | Chilled water pipe c/w 50mm pheonlic foam insulation, | AC | AIR-CONDITIONING | AC15 | Chilled Water System | AC125 | Chilled water pipe c/w 50mm pheonlic foam insulation, | NULL
AC_AC15_AC125_AC0304 | E | pipe dia. 20mm or below | AC | AIR-CONDITIONING | AC15 | Chilled Water System | AC125 | Chilled water pipe c/w 50mm pheonlic foam insulation, | AC0304 | pipe dia. 20mm or below
AC_AC15_AC125_AC0305 | E | pipe dia. 25mm | AC | AIR-CONDITIONING | AC15 | Chilled Water System | AC125 | Chilled water pipe c/w 50mm pheonlic foam insulation, | AC0305 | pipe dia. 25mm
AC_AC15_AC125_AC0306 | E | pipe dia. 32mm | AC | AIR-CONDITIONING | AC15 | Chilled Water System | AC125 | Chilled water pipe c/w 50mm pheonlic foam insulation, | AC0306 | pipe dia. 32mm
AC_AC15_AC125_AC0307 | E | pipe dia. 40mm | AC | AIR-CONDITIONING | AC15 | Chilled Water System | AC125 | Chilled water pipe c/w 50mm pheonlic foam insulation, | AC0307 | pipe dia. 40mm
AC_AC15_AC125_AC0308 | E | pipe dia. 50mm | AC | AIR-CONDITIONING | AC15 | Chilled Water System | AC125 | Chilled water pipe c/w 50mm pheonlic foam insulation, | AC0308 | pipe dia. 50mm
AC_AC15_AC125_AC0309 | E | pipe dia. 65mm | AC | AIR-CONDITIONING | AC15 | Chilled Water System | AC125 | Chilled water pipe c/w 50mm pheonlic foam insulation, | AC0309 | pipe dia. 65mm
AC_AC15_AC125_AC0310 | E | pipe dia. 80mm | AC | AIR-CONDITIONING | AC15 | Chilled Water System | AC125 | Chilled water pipe c/w 50mm pheonlic foam insulation, | AC0310 | pipe dia. 80mm
AC_AC15_AC125_AC0311 | E | pipe dia. 100mm | AC | AIR-CONDITIONING | AC15 | Chilled Water System | AC125 | Chilled water pipe c/w 50mm pheonlic foam insulation, | AC0311 | pipe dia. 100mm
AC_AC15_AC125_AC0312 | E | pipe dia. 150mm | AC | AIR-CONDITIONING | AC15 | Chilled Water System | AC125 | Chilled water pipe c/w 50mm pheonlic foam insulation, | AC0312 | pipe dia. 150mm
AC_AC15_AC127_NULL | E | Chilled water pipe c/w 20mm flexible closed cell elas | AC | AIR-CONDITIONING | AC15 | Chilled Water System | AC127 | Chilled water pipe c/w 20mm flexible closed cell elas | NULL
AC_AC15_AC127_AC0313 | E | pipe dia.20mm or below | AC | AIR-CONDITIONING | AC15 | Chilled Water System | AC127 | Chilled water pipe c/w 20mm flexible closed cell elas | AC0313 | pipe dia.20mm or below
AC_AC15_AC127_AC0314 | E | pipe dia. 25mm | AC | AIR-CONDITIONING | AC15 | Chilled Water System | AC127 | Chilled water pipe c/w 20mm flexible closed cell elas | AC0314 | pipe dia. 25mm
AC_AC15_AC127_AC0315 | E | pipe dia. 32mm | AC | AIR-CONDITIONING | AC15 | Chilled Water System | AC127 | Chilled water pipe c/w 20mm flexible closed cell elas | AC0315 | pipe dia. 32mm
AC_AC15_AC127_AC0316 | E | pipe dia. 40mm | AC | AIR-CONDITIONING | AC15 | Chilled Water System | AC127 | Chilled water pipe c/w 20mm flexible closed cell elas | AC0316 | pipe dia. 40mm
AC_AC15_AC127_AC0317 | E | pipe dia. 50mm | AC | AIR-CONDITIONING | AC15 | Chilled Water System | AC127 | Chilled water pipe c/w 20mm flexible closed cell elas | AC0317 | pipe dia. 50mm
AC_AC15_AC127_AC0318 | E | pipe dia. 65mm | AC | AIR-CONDITIONING | AC15 | Chilled Water System | AC127 | Chilled water pipe c/w 20mm flexible closed cell elas | AC0318 | pipe dia. 65mm
AC_AC15_AC127_AC0319 | E | pipe dia. 80mm | AC | AIR-CONDITIONING | AC15 | Chilled Water System | AC127 | Chilled water pipe c/w 20mm flexible closed cell elas | AC0319 | pipe dia. 80mm
AC_AC15_AC127_AC0320 | E | pipe dia.100mm | AC | AIR-CONDITIONING | AC15 | Chilled Water System | AC127 | Chilled water pipe c/w 20mm flexible closed cell elas | AC0320 | pipe dia.100mm
AC_AC15_AC127_AC0321 | E | pipe dia.150mm | AC | AIR-CONDITIONING | AC15 | Chilled Water System | AC127 | Chilled water pipe c/w 20mm flexible closed cell elas | AC0321 | pipe dia.150mm
AC_AC15_AC129_NULL | E | Chilled water pipe c/w aluminium metal cladding | AC | AIR-CONDITIONING | AC15 | Chilled Water System | AC129 | Chilled water pipe c/w aluminium metal cladding | NULL
AC_AC15_AC129_AC0322 | E | pipe dia. 25mm or below | AC | AIR-CONDITIONING | AC15 | Chilled Water System | AC129 | Chilled water pipe c/w aluminium metal cladding | AC0322 | pipe dia. 25mm or below
AC_AC15_AC129_AC0323 | E | pipe dia. 32mm | AC | AIR-CONDITIONING | AC15 | Chilled Water System | AC129 | Chilled water pipe c/w aluminium metal cladding | AC0323 | pipe dia. 32mm
AC_AC15_AC129_AC0324 | E | pipe dia. 40mm | AC | AIR-CONDITIONING | AC15 | Chilled Water System | AC129 | Chilled water pipe c/w aluminium metal cladding | AC0324 | pipe dia. 40mm
AC_AC15_AC129_AC0325 | E | pipe dia. 50mm | AC | AIR-CONDITIONING | AC15 | Chilled Water System | AC129 | Chilled water pipe c/w aluminium metal cladding | AC0325 | pipe dia. 50mm
AC_AC15_AC129_AC0326 | E | pipe dia. 65mm | AC | AIR-CONDITIONING | AC15 | Chilled Water System | AC129 | Chilled water pipe c/w aluminium metal cladding | AC0326 | pipe dia. 65mm
AC_AC15_AC129_AC0327 | E | pipe dia. 80mm | AC | AIR-CONDITIONING | AC15 | Chilled Water System | AC129 | Chilled water pipe c/w aluminium metal cladding | AC0327 | pipe dia. 80mm
AC_AC15_AC129_AC0328 | E | pipe dia. 100mm | AC | AIR-CONDITIONING | AC15 | Chilled Water System | AC129 | Chilled water pipe c/w aluminium metal cladding | AC0328 | pipe dia. 100mm
AC_AC15_AC129_AC0329 | E | pipe dia. 150mm | AC | AIR-CONDITIONING | AC15 | Chilled Water System | AC129 | Chilled water pipe c/w aluminium metal cladding | AC0329 | pipe dia. 150mm
AC_AC15_AC131_NULL | E | Condensate drain pipe, G.I. uninsulated | AC | AIR-CONDITIONING | AC15 | Chilled Water System | AC131 | Condensate drain pipe, G.I. uninsulated | NULL
AC_AC15_AC131_AC0330 | E | pipe dia. 20mm or below. | AC | AIR-CONDITIONING | AC15 | Chilled Water System | AC131 | Condensate drain pipe, G.I. uninsulated | AC0330 | pipe dia. 20mm or below.
AC_AC15_AC131_AC0331 | E | pipe dia. 25mm | AC | AIR-CONDITIONING | AC15 | Chilled Water System | AC131 | Condensate drain pipe, G.I. uninsulated | AC0331 | pipe dia. 25mm
AC_AC15_AC131_AC0332 | E | pipe dia. 32mm | AC | AIR-CONDITIONING | AC15 | Chilled Water System | AC131 | Condensate drain pipe, G.I. uninsulated | AC0332 | pipe dia. 32mm
AC_AC15_AC131_AC0333 | E | pipe dia. 40mm | AC | AIR-CONDITIONING | AC15 | Chilled Water System | AC131 | Condensate drain pipe, G.I. uninsulated | AC0333 | pipe dia. 40mm
AC_AC15_AC131_AC0334 | E | pipe dia. 50mm | AC | AIR-CONDITIONING | AC15 | Chilled Water System | AC131 | Condensate drain pipe, G.I. uninsulated | AC0334 | pipe dia. 50mm
AC_AC15_AC131_AC0335 | E | pipe dia. 65mm | AC | AIR-CONDITIONING | AC15 | Chilled Water System | AC131 | Condensate drain pipe, G.I. uninsulated | AC0335 | pipe dia. 65mm
AC_AC15_AC131_AC0336 | E | pipe dia. 80mm | AC | AIR-CONDITIONING | AC15 | Chilled Water System | AC131 | Condensate drain pipe, G.I. uninsulated | AC0336 | pipe dia. 80mm
AC_AC15_AC133_NULL | E | Condensate drain pipe,G.I. c/w 50mm polystyrene insul | AC | AIR-CONDITIONING | AC15 | Chilled Water System | AC133 | Condensate drain pipe,G.I. c/w 50mm polystyrene insul | NULL
AC_AC15_AC133_AC0337 | E | pipe dia. 20mm or below | AC | AIR-CONDITIONING | AC15 | Chilled Water System | AC133 | Condensate drain pipe,G.I. c/w 50mm polystyrene insul | AC0337 | pipe dia. 20mm or below
AC_AC15_AC133_AC0338 | E | pipe dia. 25mm | AC | AIR-CONDITIONING | AC15 | Chilled Water System | AC133 | Condensate drain pipe,G.I. c/w 50mm polystyrene insul | AC0338 | pipe dia. 25mm
AC_AC15_AC133_AC0339 | E | pipe dia. 32mm | AC | AIR-CONDITIONING | AC15 | Chilled Water System | AC133 | Condensate drain pipe,G.I. c/w 50mm polystyrene insul | AC0339 | pipe dia. 32mm
AC_AC15_AC133_AC0340 | E | pipe dia. 40mm | AC | AIR-CONDITIONING | AC15 | Chilled Water System | AC133 | Condensate drain pipe,G.I. c/w 50mm polystyrene insul | AC0340 | pipe dia. 40mm
AC_AC15_AC133_AC0341 | E | pipe dia. 50mm | AC | AIR-CONDITIONING | AC15 | Chilled Water System | AC133 | Condensate drain pipe,G.I. c/w 50mm polystyrene insul | AC0341 | pipe dia. 50mm
AC_AC15_AC133_AC0342 | E | pipe dia. 65mm | AC | AIR-CONDITIONING | AC15 | Chilled Water System | AC133 | Condensate drain pipe,G.I. c/w 50mm polystyrene insul | AC0342 | pipe dia. 65mm
AC_AC15_AC133_AC0343 | E | pipe dia. 80mm | AC | AIR-CONDITIONING | AC15 | Chilled Water System | AC133 | Condensate drain pipe,G.I. c/w 50mm polystyrene insul | AC0343 | pipe dia. 80mm
AC_AC15_AC135_NULL | E | Condensate drain pipe, G.I.c/w 50mm phenolic foam ins | AC | AIR-CONDITIONING | AC15 | Chilled Water System | AC135 | Condensate drain pipe, G.I.c/w 50mm phenolic foam ins | NULL
AC_AC15_AC135_AC0344 | E | pipe dia.20mm or below | AC | AIR-CONDITIONING | AC15 | Chilled Water System | AC135 | Condensate drain pipe, G.I.c/w 50mm phenolic foam ins | AC0344 | pipe dia.20mm or below
AC_AC15_AC135_AC0345 | E | pipe dia. 25mm | AC | AIR-CONDITIONING | AC15 | Chilled Water System | AC135 | Condensate drain pipe, G.I.c/w 50mm phenolic foam ins | AC0345 | pipe dia. 25mm
AC_AC15_AC135_AC0346 | E | pipe dia. 32mm | AC | AIR-CONDITIONING | AC15 | Chilled Water System | AC135 | Condensate drain pipe, G.I.c/w 50mm phenolic foam ins | AC0346 | pipe dia. 32mm
AC_AC15_AC135_AC0347 | E | pipe dia. 40mm | AC | AIR-CONDITIONING | AC15 | Chilled Water System | AC135 | Condensate drain pipe, G.I.c/w 50mm phenolic foam ins | AC0347 | pipe dia. 40mm
AC_AC15_AC135_AC0348 | E | pipe dia. 50mm | AC | AIR-CONDITIONING | AC15 | Chilled Water System | AC135 | Condensate drain pipe, G.I.c/w 50mm phenolic foam ins | AC0348 | pipe dia. 50mm
AC_AC15_AC135_AC0349 | E | pipe dia. 65mm | AC | AIR-CONDITIONING | AC15 | Chilled Water System | AC135 | Condensate drain pipe, G.I.c/w 50mm phenolic foam ins | AC0349 | pipe dia. 65mm
AC_AC15_AC135_AC0350 | E | pipe dia. 80mm | AC | AIR-CONDITIONING | AC15 | Chilled Water System | AC135 | Condensate drain pipe, G.I.c/w 50mm phenolic foam ins | AC0350 | pipe dia. 80mm
AC_AC15_AC137_NULL | E | Condensate drain pipe, G.I.c/w 50mm phenolic foam ins | AC | AIR-CONDITIONING | AC15 | Chilled Water System | AC137 | Condensate drain pipe, G.I.c/w 50mm phenolic foam ins | NULL
AC_AC15_AC137_AC0351 | E | pipe dia.20mm or below | AC | AIR-CONDITIONING | AC15 | Chilled Water System | AC137 | Condensate drain pipe, G.I.c/w 50mm phenolic foam ins | AC0351 | pipe dia.20mm or below
AC_AC15_AC137_AC0352 | E | pipe dia.25mm | AC | AIR-CONDITIONING | AC15 | Chilled Water System | AC137 | Condensate drain pipe, G.I.c/w 50mm phenolic foam ins | AC0352 | pipe dia.25mm
AC_AC15_AC137_AC0353 | E | pipe dia.32mm | AC | AIR-CONDITIONING | AC15 | Chilled Water System | AC137 | Condensate drain pipe, G.I.c/w 50mm phenolic foam ins | AC0353 | pipe dia.32mm
AC_AC15_AC137_AC0354 | E | pipe dia.40mm | AC | AIR-CONDITIONING | AC15 | Chilled Water System | AC137 | Condensate drain pipe, G.I.c/w 50mm phenolic foam ins | AC0354 | pipe dia.40mm
AC_AC15_AC137_AC0355 | E | pipe dia.50mm | AC | AIR-CONDITIONING | AC15 | Chilled Water System | AC137 | Condensate drain pipe, G.I.c/w 50mm phenolic foam ins | AC0355 | pipe dia.50mm
AC_AC15_AC137_AC0356 | E | pipe dia. 65mm | AC | AIR-CONDITIONING | AC15 | Chilled Water System | AC137 | Condensate drain pipe, G.I.c/w 50mm phenolic foam ins | AC0356 | pipe dia. 65mm
AC_AC15_AC137_AC0357 | E | pipe dia. 80mm | AC | AIR-CONDITIONING | AC15 | Chilled Water System | AC137 | Condensate drain pipe, G.I.c/w 50mm phenolic foam ins | AC0357 | pipe dia. 80mm
AC_AC15_AC139_NULL | E | Condensate drain pipe, G.I. c/w 20mm flexible closed | AC | AIR-CONDITIONING | AC15 | Chilled Water System | AC139 | Condensate drain pipe, G.I. c/w 20mm flexible closed | NULL
AC_AC15_AC139_AC0358 | E | pipe dia. 20mm or below | AC | AIR-CONDITIONING | AC15 | Chilled Water System | AC139 | Condensate drain pipe, G.I. c/w 20mm flexible closed | AC0358 | pipe dia. 20mm or below
AC_AC15_AC139_AC0359 | E | pipedia. 25mm | AC | AIR-CONDITIONING | AC15 | Chilled Water System | AC139 | Condensate drain pipe, G.I. c/w 20mm flexible closed | AC0359 | pipedia. 25mm
AC_AC15_AC139_AC0360 | E | pipe dia. 32mm | AC | AIR-CONDITIONING | AC15 | Chilled Water System | AC139 | Condensate drain pipe, G.I. c/w 20mm flexible closed | AC0360 | pipe dia. 32mm
AC_AC15_AC139_AC0361 | E | pipe dia. 40mm | AC | AIR-CONDITIONING | AC15 | Chilled Water System | AC139 | Condensate drain pipe, G.I. c/w 20mm flexible closed | AC0361 | pipe dia. 40mm
AC_AC15_AC139_AC0362 | E | pipe dia. 50mm | AC | AIR-CONDITIONING | AC15 | Chilled Water System | AC139 | Condensate drain pipe, G.I. c/w 20mm flexible closed | AC0362 | pipe dia. 50mm
AC_AC15_AC139_AC0363 | E | pipe dia. 65mm | AC | AIR-CONDITIONING | AC15 | Chilled Water System | AC139 | Condensate drain pipe, G.I. c/w 20mm flexible closed | AC0363 | pipe dia. 65mm
AC_AC15_AC139_AC0364 | E | pipe dia. 80mm | AC | AIR-CONDITIONING | AC15 | Chilled Water System | AC139 | Condensate drain pipe, G.I. c/w 20mm flexible closed | AC0364 | pipe dia. 80mm
AC_AC15_AC141_NULL | E | Condensate drain pipe, PVC c/w flexible closed cell e | AC | AIR-CONDITIONING | AC15 | Chilled Water System | AC141 | Condensate drain pipe, PVC c/w flexible closed cell e | NULL
AC_AC15_AC141_AC0365 | E | pipe dia. 20mm or below | AC | AIR-CONDITIONING | AC15 | Chilled Water System | AC141 | Condensate drain pipe, PVC c/w flexible closed cell e | AC0365 | pipe dia. 20mm or below
AC_AC15_AC141_AC0366 | E | pipe dia. 25mm | AC | AIR-CONDITIONING | AC15 | Chilled Water System | AC141 | Condensate drain pipe, PVC c/w flexible closed cell e | AC0366 | pipe dia. 25mm
AC_AC15_AC141_AC0367 | E | pipe dia. 32mm | AC | AIR-CONDITIONING | AC15 | Chilled Water System | AC141 | Condensate drain pipe, PVC c/w flexible closed cell e | AC0367 | pipe dia. 32mm
AC_AC15_AC143_NULL | E | Condensate drain pipe, PVC flexible | AC | AIR-CONDITIONING | AC15 | Chilled Water System | AC143 | Condensate drain pipe, PVC flexible | NULL
AC_AC15_AC143_AC0368 | E | pipe dia. 20mm or below | AC | AIR-CONDITIONING | AC15 | Chilled Water System | AC143 | Condensate drain pipe, PVC flexible | AC0368 | pipe dia. 20mm or below
AC_AC15_AC143_AC0369 | E | pipe dia. 25mm | AC | AIR-CONDITIONING | AC15 | Chilled Water System | AC143 | Condensate drain pipe, PVC flexible | AC0369 | pipe dia. 25mm
AC_AC15_AC143_AC0370 | E | pipe dia. 32mm | AC | AIR-CONDITIONING | AC15 | Chilled Water System | AC143 | Condensate drain pipe, PVC flexible | AC0370 | pipe dia. 32mm
AC_AC15_AC145_NULL | E | G.I metal drain pan for fan coil unit of size | AC | AIR-CONDITIONING | AC15 | Chilled Water System | AC145 | G.I metal drain pan for fan coil unit of size | NULL
AC_AC15_AC145_AC0371 | E | below 0.54 m | AC | AIR-CONDITIONING | AC15 | Chilled Water System | AC145 | G.I metal drain pan for fan coil unit of size | AC0371 | below 0.54 m
AC_AC15_AC145_AC0372 | E | below 0.72 m | AC | AIR-CONDITIONING | AC15 | Chilled Water System | AC145 | G.I metal drain pan for fan coil unit of size | AC0372 | below 0.72 m
AC_AC15_AC145_AC0373 | E | below 0.9 m | AC | AIR-CONDITIONING | AC15 | Chilled Water System | AC145 | G.I metal drain pan for fan coil unit of size | AC0373 | below 0.9 m
AC_AC15_AC147_NULL | E | Chilled water gate valves | AC | AIR-CONDITIONING | AC15 | Chilled Water System | AC147 | Chilled water gate valves | NULL
AC_AC15_AC147_AC0374 | E | pipe dia. 20mm or below | AC | AIR-CONDITIONING | AC15 | Chilled Water System | AC147 | Chilled water gate valves | AC0374 | pipe dia. 20mm or below
AC_AC15_AC147_AC0375 | E | pipe dia. 25mm | AC | AIR-CONDITIONING | AC15 | Chilled Water System | AC147 | Chilled water gate valves | AC0375 | pipe dia. 25mm
AC_AC15_AC147_AC0376 | E | pipe dia. 32mm | AC | AIR-CONDITIONING | AC15 | Chilled Water System | AC147 | Chilled water gate valves | AC0376 | pipe dia. 32mm
AC_AC15_AC147_AC0377 | E | pipe dia. 40mm | AC | AIR-CONDITIONING | AC15 | Chilled Water System | AC147 | Chilled water gate valves | AC0377 | pipe dia. 40mm
AC_AC15_AC147_AC0378 | E | pipe dia. 50mm | AC | AIR-CONDITIONING | AC15 | Chilled Water System | AC147 | Chilled water gate valves | AC0378 | pipe dia. 50mm
AC_AC15_AC147_AC0379 | E | pipe dia. 65mm | AC | AIR-CONDITIONING | AC15 | Chilled Water System | AC147 | Chilled water gate valves | AC0379 | pipe dia. 65mm
AC_AC15_AC147_AC0380 | E | pipe dia. 80mm | AC | AIR-CONDITIONING | AC15 | Chilled Water System | AC147 | Chilled water gate valves | AC0380 | pipe dia. 80mm
AC_AC15_AC147_AC0381 | E | pipe dia. 100mm | AC | AIR-CONDITIONING | AC15 | Chilled Water System | AC147 | Chilled water gate valves | AC0381 | pipe dia. 100mm
AC_AC15_AC147_AC0382 | E | pipe dia. 150mm | AC | AIR-CONDITIONING | AC15 | Chilled Water System | AC147 | Chilled water gate valves | AC0382 | pipe dia. 150mm
AC_AC15_AC149_NULL | E | Chilled water check valves | AC | AIR-CONDITIONING | AC15 | Chilled Water System | AC149 | Chilled water check valves | NULL
AC_AC15_AC149_AC0383 | E | pipe dia. 25mm or below | AC | AIR-CONDITIONING | AC15 | Chilled Water System | AC149 | Chilled water check valves | AC0383 | pipe dia. 25mm or below
AC_AC15_AC149_AC0384 | E | pipe dia. 32mm | AC | AIR-CONDITIONING | AC15 | Chilled Water System | AC149 | Chilled water check valves | AC0384 | pipe dia. 32mm
AC_AC15_AC149_AC0385 | E | pipe dia. 40mm | AC | AIR-CONDITIONING | AC15 | Chilled Water System | AC149 | Chilled water check valves | AC0385 | pipe dia. 40mm
AC_AC15_AC149_AC0386 | E | pipe dia. 50mm | AC | AIR-CONDITIONING | AC15 | Chilled Water System | AC149 | Chilled water check valves | AC0386 | pipe dia. 50mm
AC_AC15_AC149_AC0387 | E | pipe dia. 65mm | AC | AIR-CONDITIONING | AC15 | Chilled Water System | AC149 | Chilled water check valves | AC0387 | pipe dia. 65mm
AC_AC15_AC149_AC0388 | E | pipe dia. 80mm | AC | AIR-CONDITIONING | AC15 | Chilled Water System | AC149 | Chilled water check valves | AC0388 | pipe dia. 80mm
AC_AC15_AC149_AC0389 | E | pipe dia. 100mm | AC | AIR-CONDITIONING | AC15 | Chilled Water System | AC149 | Chilled water check valves | AC0389 | pipe dia. 100mm
AC_AC15_AC149_AC0390 | E | pipe dia. 150mm | AC | AIR-CONDITIONING | AC15 | Chilled Water System | AC149 | Chilled water check valves | AC0390 | pipe dia. 150mm
AC_AC15_AC151_NULL | E | Chilled water globe valves | AC | AIR-CONDITIONING | AC15 | Chilled Water System | AC151 | Chilled water globe valves | NULL
AC_AC15_AC151_AC0391 | E | pipe dia. 25mm or below | AC | AIR-CONDITIONING | AC15 | Chilled Water System | AC151 | Chilled water globe valves | AC0391 | pipe dia. 25mm or below
AC_AC15_AC151_AC0392 | E | pipe dia. 32mm | AC | AIR-CONDITIONING | AC15 | Chilled Water System | AC151 | Chilled water globe valves | AC0392 | pipe dia. 32mm
AC_AC15_AC151_AC0393 | E | pipe dia. 40mm | AC | AIR-CONDITIONING | AC15 | Chilled Water System | AC151 | Chilled water globe valves | AC0393 | pipe dia. 40mm
AC_AC15_AC151_AC0394 | E | pipe dia. 50mm | AC | AIR-CONDITIONING | AC15 | Chilled Water System | AC151 | Chilled water globe valves | AC0394 | pipe dia. 50mm
AC_AC15_AC151_AC0395 | E | pipe dia. 65mm | AC | AIR-CONDITIONING | AC15 | Chilled Water System | AC151 | Chilled water globe valves | AC0395 | pipe dia. 65mm
AC_AC15_AC151_AC0396 | E | pipe dia. 80mm | AC | AIR-CONDITIONING | AC15 | Chilled Water System | AC151 | Chilled water globe valves | AC0396 | pipe dia. 80mm
AC_AC15_AC151_AC0397 | E | pipe dia. 100mm | AC | AIR-CONDITIONING | AC15 | Chilled Water System | AC151 | Chilled water globe valves | AC0397 | pipe dia. 100mm
AC_AC15_AC151_AC0398 | E | pipe dia. 150mm | AC | AIR-CONDITIONING | AC15 | Chilled Water System | AC151 | Chilled water globe valves | AC0398 | pipe dia. 150mm
AC_AC15_AC153_NULL | E | Chilled water 3 way modulating control valves | AC | AIR-CONDITIONING | AC15 | Chilled Water System | AC153 | Chilled water 3 way modulating control valves | NULL
AC_AC15_AC153_AC0399 | E | pipe dia. 25mm or below | AC | AIR-CONDITIONING | AC15 | Chilled Water System | AC153 | Chilled water 3 way modulating control valves | AC0399 | pipe dia. 25mm or below
AC_AC15_AC153_AC0400 | E | pipe dia. 32mm | AC | AIR-CONDITIONING | AC15 | Chilled Water System | AC153 | Chilled water 3 way modulating control valves | AC0400 | pipe dia. 32mm
AC_AC15_AC153_AC0401 | E | pipe dia. 40mm | AC | AIR-CONDITIONING | AC15 | Chilled Water System | AC153 | Chilled water 3 way modulating control valves | AC0401 | pipe dia. 40mm
AC_AC15_AC153_AC0402 | E | pipe dia. 50mm | AC | AIR-CONDITIONING | AC15 | Chilled Water System | AC153 | Chilled water 3 way modulating control valves | AC0402 | pipe dia. 50mm
AC_AC15_AC153_AC0403 | E | pipe dia. 65mm | AC | AIR-CONDITIONING | AC15 | Chilled Water System | AC153 | Chilled water 3 way modulating control valves | AC0403 | pipe dia. 65mm
AC_AC15_AC153_AC0404 | E | pipe dia. 80mm | AC | AIR-CONDITIONING | AC15 | Chilled Water System | AC153 | Chilled water 3 way modulating control valves | AC0404 | pipe dia. 80mm
AC_AC15_AC153_AC0405 | E | pipe dia. 100mm | AC | AIR-CONDITIONING | AC15 | Chilled Water System | AC153 | Chilled water 3 way modulating control valves | AC0405 | pipe dia. 100mm
AC_AC15_AC155_NULL | E | Chilled water 3 way 2 position modulating control val | AC | AIR-CONDITIONING | AC15 | Chilled Water System | AC155 | Chilled water 3 way 2 position modulating control val | NULL
AC_AC15_AC155_AC0406 | E | pipe dia. 25mm or below | AC | AIR-CONDITIONING | AC15 | Chilled Water System | AC155 | Chilled water 3 way 2 position modulating control val | AC0406 | pipe dia. 25mm or below
AC_AC15_AC155_AC0407 | E | pipe dia. 32mm | AC | AIR-CONDITIONING | AC15 | Chilled Water System | AC155 | Chilled water 3 way 2 position modulating control val | AC0407 | pipe dia. 32mm
AC_AC15_AC155_AC0408 | E | pipe dia. 40mm | AC | AIR-CONDITIONING | AC15 | Chilled Water System | AC155 | Chilled water 3 way 2 position modulating control val | AC0408 | pipe dia. 40mm
AC_AC15_AC155_AC0409 | E | pipe dia. 50mm | AC | AIR-CONDITIONING | AC15 | Chilled Water System | AC155 | Chilled water 3 way 2 position modulating control val | AC0409 | pipe dia. 50mm
AC_AC15_AC155_AC0410 | E | pipe dia. 65mm | AC | AIR-CONDITIONING | AC15 | Chilled Water System | AC155 | Chilled water 3 way 2 position modulating control val | AC0410 | pipe dia. 65mm
AC_AC15_AC155_AC0411 | E | pipe dia. 80mm | AC | AIR-CONDITIONING | AC15 | Chilled Water System | AC155 | Chilled water 3 way 2 position modulating control val | AC0411 | pipe dia. 80mm
AC_AC15_AC155_AC0412 | E | pipe dia. 100mm | AC | AIR-CONDITIONING | AC15 | Chilled Water System | AC155 | Chilled water 3 way 2 position modulating control val | AC0412 | pipe dia. 100mm
AC_AC15_AC157_NULL | E | Chilled water 2 way electric operated solenoid valves | AC | AIR-CONDITIONING | AC15 | Chilled Water System | AC157 | Chilled water 2 way electric operated solenoid valves | NULL
AC_AC15_AC157_AC0413 | E | pipe dia. 25mm or below | AC | AIR-CONDITIONING | AC15 | Chilled Water System | AC157 | Chilled water 2 way electric operated solenoid valves | AC0413 | pipe dia. 25mm or below
AC_AC15_AC157_AC0414 | E | pipe dia. 32mm | AC | AIR-CONDITIONING | AC15 | Chilled Water System | AC157 | Chilled water 2 way electric operated solenoid valves | AC0414 | pipe dia. 32mm
AC_AC15_AC157_AC0415 | E | pipe dia. 40mm | AC | AIR-CONDITIONING | AC15 | Chilled Water System | AC157 | Chilled water 2 way electric operated solenoid valves | AC0415 | pipe dia. 40mm
AC_AC15_AC157_AC0416 | E | pipe dia. 50mm | AC | AIR-CONDITIONING | AC15 | Chilled Water System | AC157 | Chilled water 2 way electric operated solenoid valves | AC0416 | pipe dia. 50mm
AC_AC15_AC157_AC0417 | E | pipe dia. 65mm | AC | AIR-CONDITIONING | AC15 | Chilled Water System | AC157 | Chilled water 2 way electric operated solenoid valves | AC0417 | pipe dia. 65mm
AC_AC15_AC157_AC0418 | E | pipe dia. 80mm | AC | AIR-CONDITIONING | AC15 | Chilled Water System | AC157 | Chilled water 2 way electric operated solenoid valves | AC0418 | pipe dia. 80mm
AC_AC15_AC157_AC0419 | E | pipe dia. 100mm | AC | AIR-CONDITIONING | AC15 | Chilled Water System | AC157 | Chilled water 2 way electric operated solenoid valves | AC0419 | pipe dia. 100mm
AC_AC15_AC159_NULL | E | Pressure relief valve | AC | AIR-CONDITIONING | AC15 | Chilled Water System | AC159 | Pressure relief valve | NULL
AC_AC15_AC159_AC0420 | E | pipe dia. 15mm or below | AC | AIR-CONDITIONING | AC15 | Chilled Water System | AC159 | Pressure relief valve | AC0420 | pipe dia. 15mm or below
AC_AC15_AC159_AC0421 | E | pipe dia. 20mm | AC | AIR-CONDITIONING | AC15 | Chilled Water System | AC159 | Pressure relief valve | AC0421 | pipe dia. 20mm
AC_AC15_AC159_AC0422 | E | pipe dia. 25mm | AC | AIR-CONDITIONING | AC15 | Chilled Water System | AC159 | Pressure relief valve | AC0422 | pipe dia. 25mm
AC_AC15_AC159_AC0423 | E | pipe dia. 32mm | AC | AIR-CONDITIONING | AC15 | Chilled Water System | AC159 | Pressure relief valve | AC0423 | pipe dia. 32mm
AC_AC15_AC159_AC0424 | E | pipe dia. 40mm | AC | AIR-CONDITIONING | AC15 | Chilled Water System | AC159 | Pressure relief valve | AC0424 | pipe dia. 40mm
AC_AC15_AC161_NULL | E | Balancing valve | AC | AIR-CONDITIONING | AC15 | Chilled Water System | AC161 | Balancing valve | NULL
AC_AC15_AC161_AC0425 | E | pipe dia. 25mm or below | AC | AIR-CONDITIONING | AC15 | Chilled Water System | AC161 | Balancing valve | AC0425 | pipe dia. 25mm or below
AC_AC15_AC161_AC0426 | E | pipe dia. 32mm | AC | AIR-CONDITIONING | AC15 | Chilled Water System | AC161 | Balancing valve | AC0426 | pipe dia. 32mm
AC_AC15_AC161_AC0427 | E | pipe dia. 40mm | AC | AIR-CONDITIONING | AC15 | Chilled Water System | AC161 | Balancing valve | AC0427 | pipe dia. 40mm
AC_AC15_AC161_AC0428 | E | pipe dia. 50mm | AC | AIR-CONDITIONING | AC15 | Chilled Water System | AC161 | Balancing valve | AC0428 | pipe dia. 50mm
AC_AC15_AC161_AC0429 | E | pipe dia. 65mm | AC | AIR-CONDITIONING | AC15 | Chilled Water System | AC161 | Balancing valve | AC0429 | pipe dia. 65mm
AC_AC15_AC161_AC0430 | E | pipe dia. 80mm | AC | AIR-CONDITIONING | AC15 | Chilled Water System | AC161 | Balancing valve | AC0430 | pipe dia. 80mm
AC_AC15_AC161_AC0431 | E | pipe dia. 100mm | AC | AIR-CONDITIONING | AC15 | Chilled Water System | AC161 | Balancing valve | AC0431 | pipe dia. 100mm
AC_AC15_AC161_AC0432 | E | pipe dia. 150mm | AC | AIR-CONDITIONING | AC15 | Chilled Water System | AC161 | Balancing valve | AC0432 | pipe dia. 150mm
AC_AC15_AC163_NULL | E | Water flow switch | AC | AIR-CONDITIONING | AC15 | Chilled Water System | AC163 | Water flow switch | NULL
AC_AC15_AC165_NULL | E | Water flow meter | AC | AIR-CONDITIONING | AC15 | Chilled Water System | AC165 | Water flow meter | NULL
AC_AC15_AC167_NULL | E | Pressure gauge & cock | AC | AIR-CONDITIONING | AC15 | Chilled Water System | AC167 | Pressure gauge & cock | NULL
AC_AC15_AC169_NULL | E | Thermometer & thermometer well | AC | AIR-CONDITIONING | AC15 | Chilled Water System | AC169 | Thermometer & thermometer well | NULL
AC_AC15_AC171_NULL | E | Low temp. cutout thermostat with manual reset | AC | AIR-CONDITIONING | AC15 | Chilled Water System | AC171 | Low temp. cutout thermostat with manual reset | NULL
AC_AC15_AC173_NULL | E | 25mm automatic air relief valve | AC | AIR-CONDITIONING | AC15 | Chilled Water System | AC173 | 25mm automatic air relief valve | NULL
AC_AC15_AC175_NULL | E | Flexible connection | AC | AIR-CONDITIONING | AC15 | Chilled Water System | AC175 | Flexible connection | NULL
AC_AC15_AC175_AC0433 | E | pipe dia. 25mm or below | AC | AIR-CONDITIONING | AC15 | Chilled Water System | AC175 | Flexible connection | AC0433 | pipe dia. 25mm or below
AC_AC15_AC175_AC0434 | E | pipe dia. 32mm | AC | AIR-CONDITIONING | AC15 | Chilled Water System | AC175 | Flexible connection | AC0434 | pipe dia. 32mm
AC_AC15_AC175_AC0435 | E | pipe dia. 40mm | AC | AIR-CONDITIONING | AC15 | Chilled Water System | AC175 | Flexible connection | AC0435 | pipe dia. 40mm
AC_AC15_AC175_AC0436 | E | pipe dia. 50mm | AC | AIR-CONDITIONING | AC15 | Chilled Water System | AC175 | Flexible connection | AC0436 | pipe dia. 50mm
AC_AC15_AC175_AC0437 | E | pipe dia. 65mm | AC | AIR-CONDITIONING | AC15 | Chilled Water System | AC175 | Flexible connection | AC0437 | pipe dia. 65mm
AC_AC15_AC175_AC0438 | E | pipe dia. 80mm | AC | AIR-CONDITIONING | AC15 | Chilled Water System | AC175 | Flexible connection | AC0438 | pipe dia. 80mm
AC_AC15_AC175_AC0439 | E | pipe dia. 100mm | AC | AIR-CONDITIONING | AC15 | Chilled Water System | AC175 | Flexible connection | AC0439 | pipe dia. 100mm
AC_AC15_AC175_AC0440 | E | pipe dia. 150mm | AC | AIR-CONDITIONING | AC15 | Chilled Water System | AC175 | Flexible connection | AC0440 | pipe dia. 150mm
AC_AC15_AC177_NULL | E | Drain cock | AC | AIR-CONDITIONING | AC15 | Chilled Water System | AC177 | Drain cock | NULL
AC_AC15_AC177_AC0441 | E | 25mm or below | AC | AIR-CONDITIONING | AC15 | Chilled Water System | AC177 | Drain cock | AC0441 | 25mm or below
AC_AC15_AC177_AC0442 | E | 50mm | AC | AIR-CONDITIONING | AC15 | Chilled Water System | AC177 | Drain cock | AC0442 | 50mm
AC_AC15_AC179_NULL | E | Strainer | AC | AIR-CONDITIONING | AC15 | Chilled Water System | AC179 | Strainer | NULL
AC_AC15_AC179_AC0443 | E | 32mm or below | AC | AIR-CONDITIONING | AC15 | Chilled Water System | AC179 | Strainer | AC0443 | 32mm or below
AC_AC15_AC179_AC0444 | E | 50mm | AC | AIR-CONDITIONING | AC15 | Chilled Water System | AC179 | Strainer | AC0444 | 50mm
AC_AC15_AC179_AC0445 | E | 80mm | AC | AIR-CONDITIONING | AC15 | Chilled Water System | AC179 | Strainer | AC0445 | 80mm
AC_AC15_AC179_AC0446 | E | 100mm | AC | AIR-CONDITIONING | AC15 | Chilled Water System | AC179 | Strainer | AC0446 | 100mm
AC_AC15_AC179_AC0447 | E | 150mm | AC | AIR-CONDITIONING | AC15 | Chilled Water System | AC179 | Strainer | AC0447 | 150mm
AC_AC15_AC181_NULL | E | Centrifugal fresh water pump, horizontal split casing | AC | AIR-CONDITIONING | AC15 | Chilled Water System | AC181 | Centrifugal fresh water pump, horizontal split casing | NULL
AC_AC15_AC181_AC0448 | E | up to 5Kw | AC | AIR-CONDITIONING | AC15 | Chilled Water System | AC181 | Centrifugal fresh water pump, horizontal split casing | AC0448 | up to 5Kw
AC_AC15_AC181_AC0449 | E | 6 -10Kw | AC | AIR-CONDITIONING | AC15 | Chilled Water System | AC181 | Centrifugal fresh water pump, horizontal split casing | AC0449 | 6 -10Kw
AC_AC15_AC181_AC0450 | E | 11 -15Kw | AC | AIR-CONDITIONING | AC15 | Chilled Water System | AC181 | Centrifugal fresh water pump, horizontal split casing | AC0450 | 11 -15Kw
AC_AC15_AC181_AC0451 | E | 16 -20Kw | AC | AIR-CONDITIONING | AC15 | Chilled Water System | AC181 | Centrifugal fresh water pump, horizontal split casing | AC0451 | 16 -20Kw
AC_AC15_AC183_NULL | E | Water tank, sheet metal of effective water capacity | AC | AIR-CONDITIONING | AC15 | Chilled Water System | AC183 | Water tank, sheet metal of effective water capacity | NULL
AC_AC15_AC183_AC0452 | E | up to 250 litre | AC | AIR-CONDITIONING | AC15 | Chilled Water System | AC183 | Water tank, sheet metal of effective water capacity | AC0452 | up to 250 litre
AC_AC15_AC183_AC0453 | E | up to 350 litre | AC | AIR-CONDITIONING | AC15 | Chilled Water System | AC183 | Water tank, sheet metal of effective water capacity | AC0453 | up to 350 litre
AC_AC15_AC183_AC0454 | E | up to 500 litre | AC | AIR-CONDITIONING | AC15 | Chilled Water System | AC183 | Water tank, sheet metal of effective water capacity | AC0454 | up to 500 litre
AC_AC15_AC185_NULL | E | Stainless steel water tank of effective water capacit | AC | AIR-CONDITIONING | AC15 | Chilled Water System | AC185 | Stainless steel water tank of effective water capacit | NULL
AC_AC15_AC185_AC0455 | E | up to 250 litre | AC | AIR-CONDITIONING | AC15 | Chilled Water System | AC185 | Stainless steel water tank of effective water capacit | AC0455 | up to 250 litre
AC_AC15_AC187_NULL | E | Reinforced fibreglass water tank of effective water | AC | AIR-CONDITIONING | AC15 | Chilled Water System | AC187 | Reinforced fibreglass water tank of effective water | NULL
AC_AC15_AC187_AC0456 | E | up to 250 litre | AC | AIR-CONDITIONING | AC15 | Chilled Water System | AC187 | Reinforced fibreglass water tank of effective water | AC0456 | up to 250 litre
AC_AC15_AC189_NULL | E | Sump pump of up to 5 kw for domestic waste water/cond | AC | AIR-CONDITIONING | AC15 | Chilled Water System | AC189 | Sump pump of up to 5 kw for domestic waste water/cond | NULL
AC_AC16_NULL_NULL | E | Fans | AC | AIR-CONDITIONING | AC16 | Fans | NULL |  | NULL
AC_AC16_AC191_NULL | E | Domestic exhaust fan "Woods" xpelair type | AC | AIR-CONDITIONING | AC16 | Fans | AC191 | Domestic exhaust fan "Woods" xpelair type | NULL
AC_AC16_AC191_AC0457 | E | 150mm dia. | AC | AIR-CONDITIONING | AC16 | Fans | AC191 | Domestic exhaust fan "Woods" xpelair type | AC0457 | 150mm dia.
AC_AC16_AC191_AC0458 | E | 230mm dia. | AC | AIR-CONDITIONING | AC16 | Fans | AC191 | Domestic exhaust fan "Woods" xpelair type | AC0458 | 230mm dia.
AC_AC16_AC191_AC0459 | E | 300mm dia. | AC | AIR-CONDITIONING | AC16 | Fans | AC191 | Domestic exhaust fan "Woods" xpelair type | AC0459 | 300mm dia.
AC_AC16_AC193_NULL | E | Dark room cowl (Xpelair fan) | AC | AIR-CONDITIONING | AC16 | Fans | AC193 | Dark room cowl (Xpelair fan) | NULL
AC_AC16_AC193_AC0460 | E | 230mm dia. | AC | AIR-CONDITIONING | AC16 | Fans | AC193 | Dark room cowl (Xpelair fan) | AC0460 | 230mm dia.
AC_AC16_AC195_NULL | E | Fume cupboard exhaust fan (Woods or equivalent) | AC | AIR-CONDITIONING | AC16 | Fans | AC195 | Fume cupboard exhaust fan (Woods or equivalent) | NULL
AC_AC16_AC195_AC0461 | E | 152 mm dia., 2550 rpm | AC | AIR-CONDITIONING | AC16 | Fans | AC195 | Fume cupboard exhaust fan (Woods or equivalent) | AC0461 | 152 mm dia., 2550 rpm
AC_AC16_AC195_AC0462 | E | 241 mm dia., 1350 rpm | AC | AIR-CONDITIONING | AC16 | Fans | AC195 | Fume cupboard exhaust fan (Woods or equivalent) | AC0462 | 241 mm dia., 1350 rpm
AC_AC16_AC195_AC0463 | E | 241 mm dia., 2650 rpm | AC | AIR-CONDITIONING | AC16 | Fans | AC195 | Fume cupboard exhaust fan (Woods or equivalent) | AC0463 | 241 mm dia., 2650 rpm
AC_AC16_AC195_AC0464 | E | 305 mm dia., 1440 rpm | AC | AIR-CONDITIONING | AC16 | Fans | AC195 | Fume cupboard exhaust fan (Woods or equivalent) | AC0464 | 305 mm dia., 1440 rpm
AC_AC16_AC197_NULL | E | Anti-acidic/anti-corrosive pvc ductwork for exhaust f | AC | AIR-CONDITIONING | AC16 | Fans | AC197 | Anti-acidic/anti-corrosive pvc ductwork for exhaust f | NULL
AC_AC16_AC197_AC0465 | E | 150 mm dia. | AC | AIR-CONDITIONING | AC16 | Fans | AC197 | Anti-acidic/anti-corrosive pvc ductwork for exhaust f | AC0465 | 150 mm dia.
AC_AC16_AC197_AC0466 | E | 250 mm dia. | AC | AIR-CONDITIONING | AC16 | Fans | AC197 | Anti-acidic/anti-corrosive pvc ductwork for exhaust f | AC0466 | 250 mm dia.
AC_AC16_AC197_AC0467 | E | 300 mm dia. | AC | AIR-CONDITIONING | AC16 | Fans | AC197 | Anti-acidic/anti-corrosive pvc ductwork for exhaust f | AC0467 | 300 mm dia.
AC_AC16_AC199_NULL | E | Ring mounted exhaust fan (Woods GP Propeller Fan) | AC | AIR-CONDITIONING | AC16 | Fans | AC199 | Ring mounted exhaust fan (Woods GP Propeller Fan) | NULL
AC_AC16_AC199_AC0468 | E | 250 mm dia. | AC | AIR-CONDITIONING | AC16 | Fans | AC199 | Ring mounted exhaust fan (Woods GP Propeller Fan) | AC0468 | 250 mm dia.
AC_AC16_AC199_AC0469 | E | 315 mm dia. | AC | AIR-CONDITIONING | AC16 | Fans | AC199 | Ring mounted exhaust fan (Woods GP Propeller Fan) | AC0469 | 315 mm dia.
AC_AC16_AC199_AC0470 | E | 355 mm dia. | AC | AIR-CONDITIONING | AC16 | Fans | AC199 | Ring mounted exhaust fan (Woods GP Propeller Fan) | AC0470 | 355 mm dia.
AC_AC16_AC199_AC0471 | E | 400 mm dia. | AC | AIR-CONDITIONING | AC16 | Fans | AC199 | Ring mounted exhaust fan (Woods GP Propeller Fan) | AC0471 | 400 mm dia.
AC_AC16_AC199_AC0472 | E | 450 mm dia. | AC | AIR-CONDITIONING | AC16 | Fans | AC199 | Ring mounted exhaust fan (Woods GP Propeller Fan) | AC0472 | 450 mm dia.
AC_AC16_AC199_AC0473 | E | 500 mm dia. | AC | AIR-CONDITIONING | AC16 | Fans | AC199 | Ring mounted exhaust fan (Woods GP Propeller Fan) | AC0473 | 500 mm dia.
AC_AC16_AC199_AC0474 | E | 630 mm dia. | AC | AIR-CONDITIONING | AC16 | Fans | AC199 | Ring mounted exhaust fan (Woods GP Propeller Fan) | AC0474 | 630 mm dia.
AC_AC16_AC199_AC0475 | E | 800 mm dia. | AC | AIR-CONDITIONING | AC16 | Fans | AC199 | Ring mounted exhaust fan (Woods GP Propeller Fan) | AC0475 | 800 mm dia.
AC_AC16_AC201_NULL | E | G.I. wire guard for ring mounted propeller fan | AC | AIR-CONDITIONING | AC16 | Fans | AC201 | G.I. wire guard for ring mounted propeller fan | NULL
AC_AC16_AC201_AC0476 | E | 250/315/355 mm dia. | AC | AIR-CONDITIONING | AC16 | Fans | AC201 | G.I. wire guard for ring mounted propeller fan | AC0476 | 250/315/355 mm dia.
AC_AC16_AC201_AC0477 | E | 400/450/500 mm dia. | AC | AIR-CONDITIONING | AC16 | Fans | AC201 | G.I. wire guard for ring mounted propeller fan | AC0477 | 400/450/500 mm dia.
AC_AC16_AC201_AC0478 | E | 630/800 mm dia. | AC | AIR-CONDITIONING | AC16 | Fans | AC201 | G.I. wire guard for ring mounted propeller fan | AC0478 | 630/800 mm dia.
AC_AC16_AC203_NULL | E | G.I. wall cowl for ring mounted propeller fan | AC | AIR-CONDITIONING | AC16 | Fans | AC203 | G.I. wall cowl for ring mounted propeller fan | NULL
AC_AC16_AC203_AC0479 | E | 250/315/355 mm dia. | AC | AIR-CONDITIONING | AC16 | Fans | AC203 | G.I. wall cowl for ring mounted propeller fan | AC0479 | 250/315/355 mm dia.
AC_AC16_AC203_AC0480 | E | 400/450/500 mm dia. | AC | AIR-CONDITIONING | AC16 | Fans | AC203 | G.I. wall cowl for ring mounted propeller fan | AC0480 | 400/450/500 mm dia.
AC_AC16_AC203_AC0481 | E | 630/800 mm dia. | AC | AIR-CONDITIONING | AC16 | Fans | AC203 | G.I. wall cowl for ring mounted propeller fan | AC0481 | 630/800 mm dia.
AC_AC16_AC205_NULL | E | Fan chamber. for propeller fan :- | AC | AIR-CONDITIONING | AC16 | Fans | AC205 | Fan chamber. for propeller fan :- | NULL
AC_AC16_AC205_AC0482 | E | 250 mm dia. | AC | AIR-CONDITIONING | AC16 | Fans | AC205 | Fan chamber. for propeller fan :- | AC0482 | 250 mm dia.
AC_AC16_AC205_AC0483 | E | 315 mm dia. | AC | AIR-CONDITIONING | AC16 | Fans | AC205 | Fan chamber. for propeller fan :- | AC0483 | 315 mm dia.
AC_AC16_AC205_AC0484 | E | 355 mm dia. | AC | AIR-CONDITIONING | AC16 | Fans | AC205 | Fan chamber. for propeller fan :- | AC0484 | 355 mm dia.
AC_AC16_AC205_AC0485 | E | 400 mm dia. | AC | AIR-CONDITIONING | AC16 | Fans | AC205 | Fan chamber. for propeller fan :- | AC0485 | 400 mm dia.
AC_AC16_AC205_AC0486 | E | 450 mm dia. | AC | AIR-CONDITIONING | AC16 | Fans | AC205 | Fan chamber. for propeller fan :- | AC0486 | 450 mm dia.
AC_AC16_AC205_AC0487 | E | 500 mm dia. | AC | AIR-CONDITIONING | AC16 | Fans | AC205 | Fan chamber. for propeller fan :- | AC0487 | 500 mm dia.
AC_AC16_AC205_AC0488 | E | 630 mm dia. | AC | AIR-CONDITIONING | AC16 | Fans | AC205 | Fan chamber. for propeller fan :- | AC0488 | 630 mm dia.
AC_AC16_AC205_AC0489 | E | 800 mm dia. | AC | AIR-CONDITIONING | AC16 | Fans | AC205 | Fan chamber. for propeller fan :- | AC0489 | 800 mm dia.
AC_AC16_AC207_NULL | E | Duct access panel | AC | AIR-CONDITIONING | AC16 | Fans | AC207 | Duct access panel | NULL
AC_AC16_AC207_AC0490 | E | below 0.09 m | AC | AIR-CONDITIONING | AC16 | Fans | AC207 | Duct access panel | AC0490 | below 0.09 m
AC_AC16_AC207_AC0491 | E | 0.1 to 0.25 m | AC | AIR-CONDITIONING | AC16 | Fans | AC207 | Duct access panel | AC0491 | 0.1 to 0.25 m
AC_AC16_AC207_AC0492 | E | 0.26 to 0.49 m | AC | AIR-CONDITIONING | AC16 | Fans | AC207 | Duct access panel | AC0492 | 0.26 to 0.49 m
AC_AC16_AC209_NULL | E | G.I. wire mesh | AC | AIR-CONDITIONING | AC16 | Fans | AC209 | G.I. wire mesh | NULL
AC_AC16_AC211_NULL | E | Stainless steel wire mesh | AC | AIR-CONDITIONING | AC16 | Fans | AC211 | Stainless steel wire mesh | NULL
AC_AC16_AC213_NULL | E | Air Curtain | AC | AIR-CONDITIONING | AC16 | Fans | AC213 | Air Curtain | NULL
AC_AC16_AC213_AC0493 | E | 900 mm Wide | AC | AIR-CONDITIONING | AC16 | Fans | AC213 | Air Curtain | AC0493 | 900 mm Wide
AC_AC16_AC213_AC0494 | E | 1200 mm Wide | AC | AIR-CONDITIONING | AC16 | Fans | AC213 | Air Curtain | AC0494 | 1200 mm Wide
AC_AC16_AC215_NULL | E | Axial-flow fan, aerofoil type | AC | AIR-CONDITIONING | AC16 | Fans | AC215 | Axial-flow fan, aerofoil type | NULL
AC_AC16_AC215_AC0495 | E | 300 mm dia. | AC | AIR-CONDITIONING | AC16 | Fans | AC215 | Axial-flow fan, aerofoil type | AC0495 | 300 mm dia.
AC_AC16_AC215_AC0496 | E | 380 mm dia. | AC | AIR-CONDITIONING | AC16 | Fans | AC215 | Axial-flow fan, aerofoil type | AC0496 | 380 mm dia.
AC_AC16_AC215_AC0497 | E | 480 mm dia. | AC | AIR-CONDITIONING | AC16 | Fans | AC215 | Axial-flow fan, aerofoil type | AC0497 | 480 mm dia.
AC_AC16_AC215_AC0498 | E | 610 mm dia. | AC | AIR-CONDITIONING | AC16 | Fans | AC215 | Axial-flow fan, aerofoil type | AC0498 | 610 mm dia.
AC_AC16_AC215_AC0499 | E | 760mm dia. | AC | AIR-CONDITIONING | AC16 | Fans | AC215 | Axial-flow fan, aerofoil type | AC0499 | 760mm dia.
AC_AC16_AC217_NULL | E | Centrifugal fan, backward bladed type c/w motor | AC | AIR-CONDITIONING | AC16 | Fans | AC217 | Centrifugal fan, backward bladed type c/w motor | NULL
AC_AC16_AC217_AC0500 | E | 760mm dia. | AC | AIR-CONDITIONING | AC16 | Fans | AC217 | Centrifugal fan, backward bladed type c/w motor | AC0500 | 760mm dia.
AC_AC16_AC217_AC0501 | E | 380 mm dia. | AC | AIR-CONDITIONING | AC16 | Fans | AC217 | Centrifugal fan, backward bladed type c/w motor | AC0501 | 380 mm dia.
AC_AC16_AC217_AC0502 | E | 500 mm dia. | AC | AIR-CONDITIONING | AC16 | Fans | AC217 | Centrifugal fan, backward bladed type c/w motor | AC0502 | 500 mm dia.
AC_AC16_AC217_AC0503 | E | 600 mm dia. | AC | AIR-CONDITIONING | AC16 | Fans | AC217 | Centrifugal fan, backward bladed type c/w motor | AC0503 | 600 mm dia.
AC_AC16_AC217_AC0504 | E | 800mm dia. | AC | AIR-CONDITIONING | AC16 | Fans | AC217 | Centrifugal fan, backward bladed type c/w motor | AC0504 | 800mm dia.
AC_AC16_AC219_NULL | E | Motor starter . | AC | AIR-CONDITIONING | AC16 | Fans | AC219 | Motor starter . | NULL
AC_AC16_AC219_AC0505 | E | below 2.2 kw | AC | AIR-CONDITIONING | AC16 | Fans | AC219 | Motor starter . | AC0505 | below 2.2 kw
AC_AC16_AC219_AC0506 | E | 2.2 - 5 kw | AC | AIR-CONDITIONING | AC16 | Fans | AC219 | Motor starter . | AC0506 | 2.2 - 5 kw
AC_AC16_AC219_AC0507 | E | 5.1 - 11 kw | AC | AIR-CONDITIONING | AC16 | Fans | AC219 | Motor starter . | AC0507 | 5.1 - 11 kw
AC_AC16_AC219_AC0508 | E | 11.1 - 15 kw | AC | AIR-CONDITIONING | AC16 | Fans | AC219 | Motor starter . | AC0508 | 11.1 - 15 kw
AC_AC16_AC221_NULL | E | Contactor c/w metal enclosure | AC | AIR-CONDITIONING | AC16 | Fans | AC221 | Contactor c/w metal enclosure | NULL
AC_AC16_AC221_AC0509 | E | 2 poles 30A SP&N | AC | AIR-CONDITIONING | AC16 | Fans | AC221 | Contactor c/w metal enclosure | AC0509 | 2 poles 30A SP&N
AC_AC16_AC221_AC0510 | E | 2 poles 60A SP&N | AC | AIR-CONDITIONING | AC16 | Fans | AC221 | Contactor c/w metal enclosure | AC0510 | 2 poles 60A SP&N
AC_AC16_AC221_AC0511 | E | 2 poles 100A SP&N | AC | AIR-CONDITIONING | AC16 | Fans | AC221 | Contactor c/w metal enclosure | AC0511 | 2 poles 100A SP&N
AC_AC16_AC221_AC0512 | E | 4 poles 30A TP&N | AC | AIR-CONDITIONING | AC16 | Fans | AC221 | Contactor c/w metal enclosure | AC0512 | 4 poles 30A TP&N
AC_AC16_AC221_AC0513 | E | 4 poles 60A TP&N | AC | AIR-CONDITIONING | AC16 | Fans | AC221 | Contactor c/w metal enclosure | AC0513 | 4 poles 60A TP&N
AC_AC16_AC221_AC0514 | E | 4 poles 100A TP&N | AC | AIR-CONDITIONING | AC16 | Fans | AC221 | Contactor c/w metal enclosure | AC0514 | 4 poles 100A TP&N
AC_AC16_AC223_NULL | E | Time switch | AC | AIR-CONDITIONING | AC16 | Fans | AC223 | Time switch | NULL
AC_AC16_AC223_AC0515 | E | 24 hour dial | AC | AIR-CONDITIONING | AC16 | Fans | AC223 | Time switch | AC0515 | 24 hour dial
AC_AC16_AC223_AC0516 | E | 7-day clock | AC | AIR-CONDITIONING | AC16 | Fans | AC223 | Time switch | AC0516 | 7-day clock
AC_AC16_AC223_AC0517 | E | 3 minutes delay | AC | AIR-CONDITIONING | AC16 | Fans | AC223 | Time switch | AC0517 | 3 minutes delay
AC_AC17_NULL_NULL | E | Kitchen Exhaust System | AC | AIR-CONDITIONING | AC17 | Kitchen Exhaust System | NULL |  | NULL
AC_AC17_AC225_NULL | E | Grease filter type kitchen hood of stainless steel s | AC | AIR-CONDITIONING | AC17 | Kitchen Exhaust System | AC225 | Grease filter type kitchen hood of stainless steel s | NULL
AC_AC17_AC225_AC0518 | E | Hood underface area of 1 to 2 m | AC | AIR-CONDITIONING | AC17 | Kitchen Exhaust System | AC225 | Grease filter type kitchen hood of stainless steel s | AC0518 | Hood underface area of 1 to 2 m
AC_AC17_AC225_AC0519 | E | Hood underface area of 2.01 to 3 m | AC | AIR-CONDITIONING | AC17 | Kitchen Exhaust System | AC225 | Grease filter type kitchen hood of stainless steel s | AC0519 | Hood underface area of 2.01 to 3 m
AC_AC17_AC225_AC0520 | E | Hood underface area of 3.01 to 4 m | AC | AIR-CONDITIONING | AC17 | Kitchen Exhaust System | AC225 | Grease filter type kitchen hood of stainless steel s | AC0520 | Hood underface area of 3.01 to 4 m
AC_AC17_AC225_AC0521 | E | Hood underface area of4.01 to 5 m | AC | AIR-CONDITIONING | AC17 | Kitchen Exhaust System | AC225 | Grease filter type kitchen hood of stainless steel s | AC0521 | Hood underface area of4.01 to 5 m
AC_AC17_AC225_AC0522 | E | Hood underface area of 5.01 to 6 m | AC | AIR-CONDITIONING | AC17 | Kitchen Exhaust System | AC225 | Grease filter type kitchen hood of stainless steel s | AC0522 | Hood underface area of 5.01 to 6 m
AC_AC17_AC227_NULL | E | Grease filter, multiple layers of aluminium mesh | AC | AIR-CONDITIONING | AC17 | Kitchen Exhaust System | AC227 | Grease filter, multiple layers of aluminium mesh | NULL
AC_AC17_AC227_AC0523 | E | 500 x 500 x 50 mm | AC | AIR-CONDITIONING | AC17 | Kitchen Exhaust System | AC227 | Grease filter, multiple layers of aluminium mesh | AC0523 | 500 x 500 x 50 mm
AC_AC17_AC227_AC0524 | E | 500 x 500 x 25 mm | AC | AIR-CONDITIONING | AC17 | Kitchen Exhaust System | AC227 | Grease filter, multiple layers of aluminium mesh | AC0524 | 500 x 500 x 25 mm
AC_AC17_AC229_NULL | E | Stainless steel cleaning tank | AC | AIR-CONDITIONING | AC17 | Kitchen Exhaust System | AC229 | Stainless steel cleaning tank | NULL
AC_AC17_AC231_NULL | E | Cleaning detergent | AC | AIR-CONDITIONING | AC17 | Kitchen Exhaust System | AC231 | Cleaning detergent | NULL
AC_AC17_AC235_NULL | E | Water scrubbing type exhaust hood | AC | AIR-CONDITIONING | AC17 | Kitchen Exhaust System | AC235 | Water scrubbing type exhaust hood | NULL
AC_AC17_AC235_AC0525 | E | Hood underface area of 1 to 2 m | AC | AIR-CONDITIONING | AC17 | Kitchen Exhaust System | AC235 | Water scrubbing type exhaust hood | AC0525 | Hood underface area of 1 to 2 m
AC_AC17_AC235_AC0526 | E | Hood underface area of 2.01 to 3 m | AC | AIR-CONDITIONING | AC17 | Kitchen Exhaust System | AC235 | Water scrubbing type exhaust hood | AC0526 | Hood underface area of 2.01 to 3 m
AC_AC17_AC235_AC0527 | E | Hood underface area of 3.01 to 4 m | AC | AIR-CONDITIONING | AC17 | Kitchen Exhaust System | AC235 | Water scrubbing type exhaust hood | AC0527 | Hood underface area of 3.01 to 4 m
AC_AC17_AC235_AC0528 | E | Hood underface area of 4.01 to 5 m | AC | AIR-CONDITIONING | AC17 | Kitchen Exhaust System | AC235 | Water scrubbing type exhaust hood | AC0528 | Hood underface area of 4.01 to 5 m
AC_AC17_AC235_AC0529 | E | Hood underface area of 5.01 to 6 m | AC | AIR-CONDITIONING | AC17 | Kitchen Exhaust System | AC235 | Water scrubbing type exhaust hood | AC0529 | Hood underface area of 5.01 to 6 m
AC_AC18_NULL_NULL | E | Supervisory Panel | AC | AIR-CONDITIONING | AC18 | Supervisory Panel | NULL |  | NULL
AC_AC18_AC237_NULL | E | Supervisory Panel, 1.0mm thick stainless steel metal | AC | AIR-CONDITIONING | AC18 | Supervisory Panel | AC237 | Supervisory Panel, 1.0mm thick stainless steel metal | NULL
AC_AC18_AC237_AC0530 | E | 0.1 m or less | AC | AIR-CONDITIONING | AC18 | Supervisory Panel | AC237 | Supervisory Panel, 1.0mm thick stainless steel metal | AC0530 | 0.1 mA or less
AC_AC18_AC237_AC0531 | E | 0.11 to 0.36 m | AC | AIR-CONDITIONING | AC18 | Supervisory Panel | AC237 | Supervisory Panel, 1.0mm thick stainless steel metal | AC0531 | 0.11 to 0.36 m
AC_AC18_AC237_AC0532 | E | 0.37 to 0.81 m | AC | AIR-CONDITIONING | AC18 | Supervisory Panel | AC237 | Supervisory Panel, 1.0mm thick stainless steel metal | AC0532 | 0.37 to 0.81 m
AC_AC18_AC239_NULL | E | Accessories for control panel | AC | AIR-CONDITIONING | AC18 | Supervisory Panel | AC239 | Accessories for control panel | NULL
AC_AC18_AC239_AC0533 | E | Start/stop/lamp test/mute push button | AC | AIR-CONDITIONING | AC18 | Supervisory Panel | AC239 | Accessories for control panel | AC0533 | Start/stop/lamp test/mute push button
AC_AC18_AC239_AC0534 | E | 25 mm dia. Indicating light (all colour) | AC | AIR-CONDITIONING | AC18 | Supervisory Panel | AC239 | Accessories for control panel | AC0534 | 25 mm dia. Indicating light (all colour)
AC_AC18_AC239_AC0535 | E | Selector switch | AC | AIR-CONDITIONING | AC18 | Supervisory Panel | AC239 | Accessories for control panel | AC0535 | Selector switch
AC_AC18_AC239_AC0536 | E | Temperature/humidity chart recorder c/w indicator | AC | AIR-CONDITIONING | AC18 | Supervisory Panel | AC239 | Accessories for control panel | AC0536 | Temperature/humidity chart recorder c/w indicator
AC_AC18_AC239_AC0537 | E | Buzzer | AC | AIR-CONDITIONING | AC18 | Supervisory Panel | AC239 | Accessories for control panel | AC0537 | Buzzer
AC_AC18_AC239_AC0538 | E | Key switch | AC | AIR-CONDITIONING | AC18 | Supervisory Panel | AC239 | Accessories for control panel | AC0538 | Key switch
AC_AC18_AC239_AC0539 | E | Ammeter | AC | AIR-CONDITIONING | AC18 | Supervisory Panel | AC239 | Accessories for control panel | AC0539 | Ammeter
AC_AC18_AC239_AC0540 | E | Voltmeter | AC | AIR-CONDITIONING | AC18 | Supervisory Panel | AC239 | Accessories for control panel | AC0540 | Voltmeter
AC_AC18_AC239_AC0541 | E | Hour run meter | AC | AIR-CONDITIONING | AC18 | Supervisory Panel | AC239 | Accessories for control panel | AC0541 | Hour run meter
AC_AC19_NULL_NULL | E | Associated Metal Works and Bui | AC | AIR-CONDITIONING | AC19 | Associated Metal Works and Bui | NULL |  | NULL
AC_AC19_AC241_NULL | E | Iron flat bar | AC | AIR-CONDITIONING | AC19 | Associated Metal Works and Bui | AC241 | Iron flat bar | NULL
AC_AC19_AC241_AC0542 | E | 25 mm width (3 mm thick) | AC | AIR-CONDITIONING | AC19 | Associated Metal Works and Bui | AC241 | Iron flat bar | AC0542 | 25 mm width (3 mm thick)
AC_AC19_AC241_AC0543 | E | 50 mm width (3 mm thick) | AC | AIR-CONDITIONING | AC19 | Associated Metal Works and Bui | AC241 | Iron flat bar | AC0543 | 50 mm width (3 mm thick)
AC_AC19_AC241_AC0544 | E | 25 mm width (6 mm thick) | AC | AIR-CONDITIONING | AC19 | Associated Metal Works and Bui | AC241 | Iron flat bar | AC0544 | 25 mm width (6 mm thick)
AC_AC19_AC241_AC0545 | E | 50 mm width (6 mm thick) | AC | AIR-CONDITIONING | AC19 | Associated Metal Works and Bui | AC241 | Iron flat bar | AC0545 | 50 mm width (6 mm thick)
AC_AC19_AC243_NULL | E | Rolled steel universal beam | AC | AIR-CONDITIONING | AC19 | Associated Metal Works and Bui | AC243 | Rolled steel universal beam | NULL
AC_AC19_AC243_AC0546 | E | 203 x 133 mm (25 Kg/m) | AC | AIR-CONDITIONING | AC19 | Associated Metal Works and Bui | AC243 | Rolled steel universal beam | AC0546 | 203 x 133 mm (25 Kg/m)
AC_AC19_AC243_AC0547 | E | 203 x 133 mm (20 Kg/m) | AC | AIR-CONDITIONING | AC19 | Associated Metal Works and Bui | AC243 | Rolled steel universal beam | AC0547 | 203 x 133 mm (20 Kg/m)
AC_AC19_AC243_AC0548 | E | 254 x 102 mm (22 Kg/m) | AC | AIR-CONDITIONING | AC19 | Associated Metal Works and Bui | AC243 | Rolled steel universal beam | AC0548 | 254 x 102 mm (22 Kg/m)
AC_AC19_AC243_AC0549 | E | 254 x 102 mm (28 Kg/m) | AC | AIR-CONDITIONING | AC19 | Associated Metal Works and Bui | AC243 | Rolled steel universal beam | AC0549 | 254 x 102 mm (28 Kg/m)
AC_AC19_AC245_NULL | E | Rolled steel channel | AC | AIR-CONDITIONING | AC19 | Associated Metal Works and Bui | AC245 | Rolled steel channel | NULL
AC_AC19_AC245_AC0550 | E | 102 x 51 mm (10.42 Kg/m) | AC | AIR-CONDITIONING | AC19 | Associated Metal Works and Bui | AC245 | Rolled steel channel | AC0550 | 102 x 51 mm (10.42 Kg/m)
AC_AC19_AC245_AC0551 | E | 127 x 64 mm (14.9 Kg/m) | AC | AIR-CONDITIONING | AC19 | Associated Metal Works and Bui | AC245 | Rolled steel channel | AC0551 | 127 x 64 mm (14.9 Kg/m)
AC_AC19_AC245_AC0552 | E | 152 x 89 mm (23.84 Kg/m) | AC | AIR-CONDITIONING | AC19 | Associated Metal Works and Bui | AC245 | Rolled steel channel | AC0552 | 152 x 89 mm (23.84 Kg/m)
AC_AC19_AC245_AC0553 | E | 203 x 76 mm (23.82 Kg/m) | AC | AIR-CONDITIONING | AC19 | Associated Metal Works and Bui | AC245 | Rolled steel channel | AC0553 | 203 x 76 mm (23.82 Kg/m)
AC_AC19_AC247_NULL | E | Angle iron | AC | AIR-CONDITIONING | AC19 | Associated Metal Works and Bui | AC247 | Angle iron | NULL
AC_AC19_AC247_AC0554 | E | 25 x 25 mm width (3 mm thick) | AC | AIR-CONDITIONING | AC19 | Associated Metal Works and Bui | AC247 | Angle iron | AC0554 | 25 x 25 mm width (3 mm thick)
AC_AC19_AC247_AC0555 | E | 50 x 50 mm width (3 mm thick) | AC | AIR-CONDITIONING | AC19 | Associated Metal Works and Bui | AC247 | Angle iron | AC0555 | 50 x 50 mm width (3 mm thick)
AC_AC19_AC247_AC0556 | E | 25 x 25 mm width (6 mm thick) | AC | AIR-CONDITIONING | AC19 | Associated Metal Works and Bui | AC247 | Angle iron | AC0556 | 25 x 25 mm width (6 mm thick)
AC_AC19_AC247_AC0557 | E | 50 x 50 mm width (6 mm thick) | AC | AIR-CONDITIONING | AC19 | Associated Metal Works and Bui | AC247 | Angle iron | AC0557 | 50 x 50 mm width (6 mm thick)
AC_AC19_AC249_NULL | E | Chequer plate | AC | AIR-CONDITIONING | AC19 | Associated Metal Works and Bui | AC249 | Chequer plate | NULL
AC_AC19_AC249_AC0558 | E | 3 mm thick | AC | AIR-CONDITIONING | AC19 | Associated Metal Works and Bui | AC249 | Chequer plate | AC0558 | 3 mm thick
AC_AC19_AC249_AC0559 | E | 6 mm thick | AC | AIR-CONDITIONING | AC19 | Associated Metal Works and Bui | AC249 | Chequer plate | AC0559 | 6 mm thick
AC_AC19_AC251_NULL | E | Elevated platform for A/C equipment | AC | AIR-CONDITIONING | AC19 | Associated Metal Works and Bui | AC251 | Elevated platform for A/C equipment | NULL
AC_AC19_AC253_NULL | E | Hole opening through brick wall (all thickness) | AC | AIR-CONDITIONING | AC19 | Associated Metal Works and Bui | AC253 | Hole opening through brick wall (all thickness) | NULL
AC_AC19_AC253_AC0560 | E | below 100mm dia. | AC | AIR-CONDITIONING | AC19 | Associated Metal Works and Bui | AC253 | Hole opening through brick wall (all thickness) | AC0560 | below 100mm dia.
AC_AC19_AC253_AC0561 | E | below 150mm dia. | AC | AIR-CONDITIONING | AC19 | Associated Metal Works and Bui | AC253 | Hole opening through brick wall (all thickness) | AC0561 | below 150mm dia.
AC_AC19_AC253_AC0562 | E | below 200mm dia. | AC | AIR-CONDITIONING | AC19 | Associated Metal Works and Bui | AC253 | Hole opening through brick wall (all thickness) | AC0562 | below 200mm dia.
AC_AC20_NULL_NULL | E | Electrical Accessories | AC | AIR-CONDITIONING | AC20 | Electrical Accessories | NULL |  | NULL
AC_AC20_AC255_NULL | E | P.V.C. insulated and sheathed single steel wire armou | AC | AIR-CONDITIONING | AC20 | Electrical Accessories | AC255 | P.V.C. insulated and sheathed single steel wire armou | NULL
AC_AC20_AC255_AC0563 | E | 1.5mm two cores | AC | AIR-CONDITIONING | AC20 | Electrical Accessories | AC255 | P.V.C. insulated and sheathed single steel wire armou | AC0563 | 1.5mmA two cores
AC_AC20_AC255_AC0564 | E | 2.5mm two cores | AC | AIR-CONDITIONING | AC20 | Electrical Accessories | AC255 | P.V.C. insulated and sheathed single steel wire armou | AC0564 | 2.5mmA two cores
AC_AC20_AC255_AC0565 | E | 4mm two cores | AC | AIR-CONDITIONING | AC20 | Electrical Accessories | AC255 | P.V.C. insulated and sheathed single steel wire armou | AC0565 | 4mmA two cores
AC_AC20_AC255_AC0566 | E | 6mm two cores | AC | AIR-CONDITIONING | AC20 | Electrical Accessories | AC255 | P.V.C. insulated and sheathed single steel wire armou | AC0566 | 6mmA two cores
AC_AC20_AC255_AC0567 | E | 10mm two cores | AC | AIR-CONDITIONING | AC20 | Electrical Accessories | AC255 | P.V.C. insulated and sheathed single steel wire armou | AC0567 | 10mmA two cores
AC_AC20_AC255_AC0568 | E | 16mm two cores | AC | AIR-CONDITIONING | AC20 | Electrical Accessories | AC255 | P.V.C. insulated and sheathed single steel wire armou | AC0568 | 16mmA two cores
AC_AC20_AC255_AC0569 | E | 25mm two cores | AC | AIR-CONDITIONING | AC20 | Electrical Accessories | AC255 | P.V.C. insulated and sheathed single steel wire armou | AC0569 | 25mmA two cores
AC_AC20_AC255_AC0570 | E | 35mm two cores | AC | AIR-CONDITIONING | AC20 | Electrical Accessories | AC255 | P.V.C. insulated and sheathed single steel wire armou | AC0570 | 35mmA two cores
AC_AC20_AC255_AC0571 | E | 50mm two cores | AC | AIR-CONDITIONING | AC20 | Electrical Accessories | AC255 | P.V.C. insulated and sheathed single steel wire armou | AC0571 | 50mmA two cores
AC_AC20_AC255_AC0572 | E | 2.5mm four cores | AC | AIR-CONDITIONING | AC20 | Electrical Accessories | AC255 | P.V.C. insulated and sheathed single steel wire armou | AC0572 | 2.5mmA four cores
AC_AC20_AC255_AC0573 | E | 4mm four cores | AC | AIR-CONDITIONING | AC20 | Electrical Accessories | AC255 | P.V.C. insulated and sheathed single steel wire armou | AC0573 | 4mmA four cores
AC_AC20_AC255_AC0574 | E | 6mm four cores | AC | AIR-CONDITIONING | AC20 | Electrical Accessories | AC255 | P.V.C. insulated and sheathed single steel wire armou | AC0574 | 6mmA four cores
AC_AC20_AC255_AC0575 | E | 10mm four cores | AC | AIR-CONDITIONING | AC20 | Electrical Accessories | AC255 | P.V.C. insulated and sheathed single steel wire armou | AC0575 | 10mmA four cores
AC_AC20_AC255_AC0576 | E | 16mm four cores | AC | AIR-CONDITIONING | AC20 | Electrical Accessories | AC255 | P.V.C. insulated and sheathed single steel wire armou | AC0576 | 16mmA four cores
AC_AC20_AC255_AC0577 | E | 25mm four cores | AC | AIR-CONDITIONING | AC20 | Electrical Accessories | AC255 | P.V.C. insulated and sheathed single steel wire armou | AC0577 | 25mmA four cores
AC_AC20_AC255_AC0578 | E | 35mm four cores | AC | AIR-CONDITIONING | AC20 | Electrical Accessories | AC255 | P.V.C. insulated and sheathed single steel wire armou | AC0578 | 35mmA four cores
AC_AC20_AC255_AC0579 | E | 50mm four cores | AC | AIR-CONDITIONING | AC20 | Electrical Accessories | AC255 | P.V.C. insulated and sheathed single steel wire armou | AC0579 | 50mmA four cores
AC_AC20_AC255_AC0580 | E | 70mm four cores | AC | AIR-CONDITIONING | AC20 | Electrical Accessories | AC255 | P.V.C. insulated and sheathed single steel wire armou | AC0580 | 70mmA four cores
AC_AC20_AC255_AC0581 | E | 95mm four cores | AC | AIR-CONDITIONING | AC20 | Electrical Accessories | AC255 | P.V.C. insulated and sheathed single steel wire armou | AC0581 | 95mmA four cores
AC_AC20_AC255_AC0582 | E | 120mm four cores | AC | AIR-CONDITIONING | AC20 | Electrical Accessories | AC255 | P.V.C. insulated and sheathed single steel wire armou | AC0582 | 120mmA four cores
AC_AC20_AC255_AC0583 | E | 120mm four cores | AC | AIR-CONDITIONING | AC20 | Electrical Accessories | AC255 | P.V.C. insulated and sheathed single steel wire armou | AC0583 | 120mmA four cores
AC_AC20_AC257_NULL | E | PVC cable, single core | AC | AIR-CONDITIONING | AC20 | Electrical Accessories | AC257 | PVC cable, single core | NULL
AC_AC20_AC257_AC0584 | E | 1.5mm | AC | AIR-CONDITIONING | AC20 | Electrical Accessories | AC257 | PVC cable, single core | AC0584 | 1.5mm
AC_AC20_AC257_AC0585 | E | 2.5mm | AC | AIR-CONDITIONING | AC20 | Electrical Accessories | AC257 | PVC cable, single core | AC0585 | 2.5mm
AC_AC20_AC257_AC0586 | E | 4mm | AC | AIR-CONDITIONING | AC20 | Electrical Accessories | AC257 | PVC cable, single core | AC0586 | 4mm
AC_AC20_AC257_AC0587 | E | 6mm | AC | AIR-CONDITIONING | AC20 | Electrical Accessories | AC257 | PVC cable, single core | AC0587 | 6mm
AC_AC20_AC257_AC0588 | E | 10mm | AC | AIR-CONDITIONING | AC20 | Electrical Accessories | AC257 | PVC cable, single core | AC0588 | 10mm
AC_AC20_AC257_AC0589 | E | 16mm | AC | AIR-CONDITIONING | AC20 | Electrical Accessories | AC257 | PVC cable, single core | AC0589 | 16mm
AC_AC20_AC257_AC0590 | E | 25mm | AC | AIR-CONDITIONING | AC20 | Electrical Accessories | AC257 | PVC cable, single core | AC0590 | 25mm
AC_AC20_AC257_AC0591 | E | 35mm | AC | AIR-CONDITIONING | AC20 | Electrical Accessories | AC257 | PVC cable, single core | AC0591 | 35mm
AC_AC20_AC257_AC0592 | E | 50mm | AC | AIR-CONDITIONING | AC20 | Electrical Accessories | AC257 | PVC cable, single core | AC0592 | 50mm
AC_AC20_AC257_AC0593 | E | 70mm | AC | AIR-CONDITIONING | AC20 | Electrical Accessories | AC257 | PVC cable, single core | AC0593 | 70mm
AC_AC20_AC257_AC0594 | E | 95mm | AC | AIR-CONDITIONING | AC20 | Electrical Accessories | AC257 | PVC cable, single core | AC0594 | 95mm
AC_AC20_AC257_AC0595 | E | 120mm | AC | AIR-CONDITIONING | AC20 | Electrical Accessories | AC257 | PVC cable, single core | AC0595 | 120mm
AC_AC20_AC259_NULL | E | G.I. conduit, surface or concealed | AC | AIR-CONDITIONING | AC20 | Electrical Accessories | AC259 | G.I. conduit, surface or concealed | NULL
AC_AC20_AC259_AC0596 | E | 20mm dia. | AC | AIR-CONDITIONING | AC20 | Electrical Accessories | AC259 | G.I. conduit, surface or concealed | AC0596 | 20mm dia.
AC_AC20_AC259_AC0597 | E | 25mm dia. | AC | AIR-CONDITIONING | AC20 | Electrical Accessories | AC259 | G.I. conduit, surface or concealed | AC0597 | 25mm dia.
AC_AC20_AC259_AC0598 | E | 32mm dia. | AC | AIR-CONDITIONING | AC20 | Electrical Accessories | AC259 | G.I. conduit, surface or concealed | AC0598 | 32mm dia.
AC_AC20_AC261_NULL | E | Plastic cover for conduit box (all sizes) | AC | AIR-CONDITIONING | AC20 | Electrical Accessories | AC261 | Plastic cover for conduit box (all sizes) | NULL
AC_AC20_AC263_NULL | E | PVC Conduit, surface only | AC | AIR-CONDITIONING | AC20 | Electrical Accessories | AC263 | PVC Conduit, surface only | NULL
AC_AC20_AC263_AC0599 | E | 20mm dia. | AC | AIR-CONDITIONING | AC20 | Electrical Accessories | AC263 | PVC Conduit, surface only | AC0599 | 20mm dia.
AC_AC20_AC263_AC0600 | E | 25mm dia. | AC | AIR-CONDITIONING | AC20 | Electrical Accessories | AC263 | PVC Conduit, surface only | AC0600 | 25mm dia.
AC_AC20_AC263_AC0601 | E | 32mm dia. | AC | AIR-CONDITIONING | AC20 | Electrical Accessories | AC263 | PVC Conduit, surface only | AC0601 | 32mm dia.
AC_AC20_AC265_NULL | E | G.I. trunking | AC | AIR-CONDITIONING | AC20 | Electrical Accessories | AC265 | G.I. trunking | NULL
AC_AC20_AC265_AC0602 | E | 50mm x 50mm | AC | AIR-CONDITIONING | AC20 | Electrical Accessories | AC265 | G.I. trunking | AC0602 | 50mm x 50mm
AC_AC20_AC265_AC0603 | E | 75mm x 75mm | AC | AIR-CONDITIONING | AC20 | Electrical Accessories | AC265 | G.I. trunking | AC0603 | 75mm x 75mm
AC_AC20_AC265_AC0604 | E | 100mm x 100mm | AC | AIR-CONDITIONING | AC20 | Electrical Accessories | AC265 | G.I. trunking | AC0604 | 100mm x 100mm
AC_AC20_AC265_AC0605 | E | 150mm x 150mm | AC | AIR-CONDITIONING | AC20 | Electrical Accessories | AC265 | G.I. trunking | AC0605 | 150mm x 150mm
AC_AC20_AC267_NULL | E | Cable tray including mounting brackets | AC | AIR-CONDITIONING | AC20 | Electrical Accessories | AC267 | Cable tray including mounting brackets | NULL
AC_AC20_AC267_AC0606 | E | 150mm width | AC | AIR-CONDITIONING | AC20 | Electrical Accessories | AC267 | Cable tray including mounting brackets | AC0606 | 150mm width
AC_AC20_AC267_AC0607 | E | 200mm width | AC | AIR-CONDITIONING | AC20 | Electrical Accessories | AC267 | Cable tray including mounting brackets | AC0607 | 200mm width
AC_AC20_AC267_AC0608 | E | 300mm width | AC | AIR-CONDITIONING | AC20 | Electrical Accessories | AC267 | Cable tray including mounting brackets | AC0608 | 300mm width
AC_AC20_AC269_NULL | E | MCB Board incluing MCBs., lables and DP Switch | AC | AIR-CONDITIONING | AC20 | Electrical Accessories | AC269 | MCB Board incluing MCBs., lables and DP Switch | NULL
AC_AC20_AC269_AC0609 | E | 6 way SP&N | AC | AIR-CONDITIONING | AC20 | Electrical Accessories | AC269 | MCB Board incluing MCBs., lables and DP Switch | AC0609 | 6 way SP&N
AC_AC20_AC269_AC0610 | E | 9 way SP&N | AC | AIR-CONDITIONING | AC20 | Electrical Accessories | AC269 | MCB Board incluing MCBs., lables and DP Switch | AC0610 | 9 way SP&N
AC_AC20_AC269_AC0611 | E | 12 way SP&N | AC | AIR-CONDITIONING | AC20 | Electrical Accessories | AC269 | MCB Board incluing MCBs., lables and DP Switch | AC0611 | 12 way SP&N
AC_AC20_AC269_AC0612 | E | 4 way TP&N | AC | AIR-CONDITIONING | AC20 | Electrical Accessories | AC269 | MCB Board incluing MCBs., lables and DP Switch | AC0612 | 4 way TP&N
AC_AC20_AC269_AC0613 | E | 8 way TP&N | AC | AIR-CONDITIONING | AC20 | Electrical Accessories | AC269 | MCB Board incluing MCBs., lables and DP Switch | AC0613 | 8 way TP&N
BA_NULL_NULL_NULL | E | Building automation | BA | Building automation | NULL |  | NULL |  | NULL
BA_BA01_NULL_NULL | E | Building automation system | BA | Building automation | BA01 | Building automation system | NULL |  | NULL
BA_BA01_BA0020_NULL | E | 24-way Data-gathering panel for A/C system | BA | Building automation | BA01 | Building automation system | BA0020 | 24-way Data-gathering panel for A/C system | NULL
BA_BA01_BA0015_NULL | E | 24-way Data-gathering panel for lighting system | BA | Building automation | BA01 | Building automation system | BA0015 | 24-way Data-gathering panel for lighting system | NULL
BA_BA01_BA0025_NULL | E | CCRT c/w key board | BA | Building automation | BA01 | Building automation system | BA0025 | CCRT c/w key board | NULL
BA_BA01_BA0035_NULL | E | Control and monitoring device | BA | Building automation | BA01 | Building automation system | BA0035 | Control and monitoring device | NULL
BA_BA01_BA0040_NULL | E | Direct digital controller, DC-9000 | BA | Building automation | BA01 | Building automation system | BA0040 | Direct digital controller, DC-9000 | NULL
BA_BA01_BA0045_NULL | E | Direct digital controller, DR-9101 | BA | Building automation | BA01 | Building automation system | BA0045 | Direct digital controller, DR-9101 | NULL
BA_BA01_BA0030_NULL | E | Field processing unit | BA | Building automation | BA01 | Building automation system | BA0030 | Field processing unit | NULL
BA_BA01_BA0060_NULL | E | Network expansion unit, NCU (1) | BA | Building automation | BA01 | Building automation system | BA0060 | Network expansion unit, NCU (1) | NULL
BA_BA01_BA0055_NULL | E | Network expansion unit, NCU (2 slots) | BA | Building automation | BA01 | Building automation system | BA0055 | Network expansion unit, NCU (2 slots) | NULL
BA_BA01_BA0050_NULL | E | Network expansion unit, NCU (5 slots) | BA | Building automation | BA01 | Building automation system | BA0050 | Network expansion unit, NCU (5 slots) | NULL
BA_BA01_BA0010_NULL | E | Supervisory / Master panel for A/C system | BA | Building automation | BA01 | Building automation system | BA0010 | Supervisory / Master panel for A/C system | NULL
BA_BA01_BA0005_NULL | E | Supervisory / Master panel for lighting system | BA | Building automation | BA01 | Building automation system | BA0005 | Supervisory / Master panel for lighting system | NULL
BA_BA02_NULL_NULL | E | Data processing equipment | BA | Building automation | BA02 | Data processing equipment | NULL |  | NULL
BA_BA02_BA0075_NULL | E | High speed printer | BA | Building automation | BA02 | Data processing equipment | BA0075 | High speed printer | NULL
BA_BA02_BA0080_NULL | E | Mini-computer c/w disk memory | BA | Building automation | BA02 | Data processing equipment | BA0080 | Mini-computer c/w disk memory | NULL
BA_BA02_BA0065_NULL | E | Operator workstation, PB420DX2/210 | BA | Building automation | BA02 | Data processing equipment | BA0065 | Operator workstation, PB420DX2/210 | NULL
BA_BA02_BA0070_NULL | E | Printer, LQ - 1070 | BA | Building automation | BA02 | Data processing equipment | BA0070 | Printer, LQ - 1070 | NULL
BA_BA02_BA0085_NULL | E | UPS c/w batteries | BA | Building automation | BA02 | Data processing equipment | BA0085 | UPS c/w batteries | NULL
BA_BA03_NULL_NULL | E | Others | BA | Building automation | BA03 | Others | NULL |  | NULL
SY_NULL_NULL_NULL | E | BURGLAR ALARM & SECURITY SYSTEM | SY | BURGLAR ALARM & SECURITY SYSTEM | NULL |  | NULL |  | NULL
SY_SY01_NULL_NULL | E | Equipment general | SY | BURGLAR ALARM & SECURITY SYSTEM | SY01 | Equipment general | NULL |  | NULL
SY_SY01_SY0025_NULL | E | Automatic gate | SY | BURGLAR ALARM & SECURITY SYSTEM | SY01 | Equipment general | SY0025 | Automatic gate | NULL
SY_SY01_SY0005_NULL | E | Burglar alarm | SY | BURGLAR ALARM & SECURITY SYSTEM | SY01 | Equipment general | SY0005 | Burglar alarm | NULL
SY_SY01_SY0020_NULL | E | CCTV | SY | BURGLAR ALARM & SECURITY SYSTEM | SY01 | Equipment general | SY0020 | CCTV | NULL
SY_SY01_SY0015_NULL | E | Door lock - Electrical | SY | BURGLAR ALARM & SECURITY SYSTEM | SY01 | Equipment general | SY0015 | Door lock - Electrical | NULL
SY_SY01_SY0010_NULL | E | Door lock - Mechanical | SY | BURGLAR ALARM & SECURITY SYSTEM | SY01 | Equipment general | SY0010 | Door lock - Mechanical | NULL
SY_SY03_NULL_NULL | E | Others | SY | BURGLAR ALARM & SECURITY SYSTEM | SY03 | Others | NULL |  | NULL
SY_SY03_SY0050_NULL | E | Control room | SY | BURGLAR ALARM & SECURITY SYSTEM | SY03 | Others | SY0050 | Control room | NULL
SY_SY03_SY0045_NULL | E | Telephone link | SY | BURGLAR ALARM & SECURITY SYSTEM | SY03 | Others | SY0045 | Telephone link | NULL
SY_SY02_NULL_NULL | E | System type | SY | BURGLAR ALARM & SECURITY SYSTEM | SY02 | System type | NULL |  | NULL
SY_SY02_SY0030_NULL | E | Access control | SY | BURGLAR ALARM & SECURITY SYSTEM | SY02 | System type | SY0030 | Access control | NULL
SY_SY02_SY0035_NULL | E | Domestic security | SY | BURGLAR ALARM & SECURITY SYSTEM | SY02 | System type | SY0035 | Domestic security | NULL
SY_SY02_SY0040_NULL | E | Out door burglar alarm | SY | BURGLAR ALARM & SECURITY SYSTEM | SY02 | System type | SY0040 | Out door burglar alarm | NULL
CB_NULL_NULL_NULL | E | CABD | CB | CABD | NULL |  | NULL |  | NULL
CB_CB05_NULL_NULL | E | Equipment for Security | CB | CABD | CB05 | Equipment for Security | NULL |  | NULL
CB_CB05_CB0135_NULL | E | CCTV Camera | CB | CABD | CB05 | Equipment for Security | CB0135 | CCTV Camera | NULL
CB_CB05_CB0140_NULL | E | CCTV Sequential Controller | CB | CABD | CB05 | Equipment for Security | CB0140 | CCTV Sequential Controller | NULL
CB_CB05_CB0145_NULL | E | Monochrome Video Monitor incl. recorder & tape | CB | CABD | CB05 | Equipment for Security | CB0145 | Monochrome Video Monitor incl. recorder & tape | NULL
CB_CB05_CB150_NULL | E | MAIN CONTROL PANEL | CB | CABD | CB05 | Equipment for Security | CB150 | MAIN CONTROL PANEL | NULL
CB_CB05_CB155_NULL | E | DOORPHONE UNIT | CB | CABD | CB05 | Equipment for Security | CB155 | DOORPHONE UNIT | NULL
CB_CB05_CB160_NULL | E | PANIC ALARM UNIT | CB | CABD | CB05 | Equipment for Security | CB160 | PANIC ALARM UNIT | NULL
CB_CB05_CB0165_NULL | E | DIGITAL ACCESS KEYPAD | CB | CABD | CB05 | Equipment for Security | CB0165 | DIGITAL ACCESS KEYPAD | NULL
CB_CB05_CB170_NULL | E | CCTV PANEL UNIT | CB | CABD | CB05 | Equipment for Security | CB170 | CCTV PANEL UNIT | NULL
CB_CB05_CB175_NULL | E | VIDEO RECORDER | CB | CABD | CB05 | Equipment for Security | CB175 | VIDEO RECORDER | NULL
CB_CB05_CB180_NULL | E | B/W MONITOR UNIT | CB | CABD | CB05 | Equipment for Security | CB180 | B/W MONITOR UNIT | NULL
CB_CB05_CB185_NULL | E | ELECTRIC DOOR LOCK | CB | CABD | CB05 | Equipment for Security | CB185 | ELECTRIC DOOR LOCK | NULL
CB_CB04_NULL_NULL | E | Equipment general | CB | CABD | CB04 | Equipment general | NULL |  | NULL
CB_CB04_CB0105_NULL | E | Attenuator | CB | CABD | CB04 | Equipment general | CB0105 | Attenuator | NULL
CB_CB04_CB0095_NULL | E | Broadband Amplifier | CB | CABD | CB04 | Equipment general | CB0095 | Broadband Amplifier | NULL
CB_CB04_CB0110_NULL | E | Equalizer | CB | CABD | CB04 | Equipment general | CB0110 | Equalizer | NULL
CB_CB04_CB0100_NULL | E | Power Supply Unit | CB | CABD | CB04 | Equipment general | CB0100 | Power Supply Unit | NULL
CB_CB04_CB0090_NULL | E | Preamplifier, Broadband | CB | CABD | CB04 | Equipment general | CB0090 | Preamplifier, Broadband | NULL
CB_CB04_CB0115_NULL | E | Rejection Filter | CB | CABD | CB04 | Equipment general | CB0115 | Rejection Filter | NULL
CB_CB04_CB0120_NULL | E | Splitter, 2 to 6 ways | CB | CABD | CB04 | Equipment general | CB0120 | Splitter, 2 to 6 ways | NULL
CB_CB04_CB0130_NULL | E | TV/FM outlets | CB | CABD | CB04 | Equipment general | CB0130 | TV/FM outlets | NULL
CB_CB04_CB0125_NULL | E | Tee Units, 2 to 8 ways | CB | CABD | CB04 | Equipment general | CB0125 | Tee Units, 2 to 8 ways | NULL
CB_CB02_NULL_NULL | E | FM system | CB | CABD | CB02 | FM system | NULL |  | NULL
CB_CB02_CB0030_NULL | E | Antenna FM | CB | CABD | CB02 | FM system | CB0030 | Antenna FM | NULL
CB_CB02_CA0035_NULL | E | Bandpass Filter, FM | CB | CABD | CB02 | FM system | CA0035 | Bandpass Filter, FM | NULL
CB_CB02_CB0045_NULL | E | FM Amplifier | CB | CABD | CB02 | FM system | CB0045 | FM Amplifier | NULL
CB_CB02_CB0040_NULL | E | Preamplifier, FM | CB | CABD | CB02 | FM system | CB0040 | Preamplifier, FM | NULL
CB_CB02_CB0035_NULL | E | BANDPASS FILTER,FM | CB | CABD | CB02 | FM system | CB0035 | BANDPASS FILTER,FM | NULL
CB_CB06_NULL_NULL | E | Others | CB | CABD | CB06 | Others | NULL |  | NULL
CB_CB06_CB0190_NULL | E | 4.5M PRIME FOCUS C & KU BAND DISH ANTENNA | CB | CABD | CB06 | Others | CB0190 | 4.5M PRIME FOCUS C & KU BAND DISH ANTENNA | NULL
CB_CB06_CB0195_NULL | E | FEEDHOM | CB | CABD | CB06 | Others | CB0195 | FEEDHOM | NULL
CB_CB06_CB0200_NULL | E | MOTOR CONTROL KIT (DUAL SPEED) | CB | CABD | CB06 | Others | CB0200 | MOTOR CONTROL KIT (DUAL SPEED) | NULL
CB_CB06_CB0205_NULL | E | PROGRAMMABLE ANTENNA CONTROLLER | CB | CABD | CB06 | Others | CB0205 | PROGRAMMABLE ANTENNA CONTROLLER | NULL
CB_CB06_CB0210_NULL | E | PROGRAMMABLE SAT. RECEIVER | CB | CABD | CB06 | Others | CB0210 | PROGRAMMABLE SAT. RECEIVER | NULL
CB_CB06_CB0215_NULL | E | SAT MULTI-SWITCH | CB | CABD | CB06 | Others | CB0215 | SAT MULTI-SWITCH | NULL
CB_CB06_CB0220_NULL | E | STEEL FRAME CLEANING | CB | CABD | CB06 | Others | CB0220 | STEEL FRAME CLEANING | NULL
CB_CB06_CB0225_NULL | E | MODULATOR (STAR RATE $12.00 P.M.) | CB | CABD | CB06 | Others | CB0225 | MODULATOR (STAR RATE $12.00 P.M.) | NULL
CB_CB03_NULL_NULL | E | Satellite TV system | CB | CABD | CB03 | Satellite TV system | NULL |  | NULL
CB_CB03_CB0085_NULL | E | Headend equipment for Sat-ch converter to 5xUHF ch. | CB | CABD | CB03 | Satellite TV system | CB0085 | Headend equipment for Sat-ch converter to 5xUHF ch. | NULL
CB_CB03_CB0060_NULL | E | Individual Home Receiver | CB | CABD | CB03 | Satellite TV system | CB0060 | Individual Home Receiver | NULL
CB_CB03_CB0055_NULL | E | LNB | CB | CABD | CB03 | Satellite TV system | CB0055 | LNB | NULL
CB_CB03_CB0065_NULL | E | Sat-IF insertion amplifier | CB | CABD | CB03 | Satellite TV system | CB0065 | Sat-IF insertion amplifier | NULL
CB_CB03_CB0070_NULL | E | Sat-IF outlet | CB | CABD | CB03 | Satellite TV system | CB0070 | Sat-IF outlet | NULL
CB_CB03_CB0050_NULL | E | Satellite TV Dish, Antenna | CB | CABD | CB03 | Satellite TV system | CB0050 | Satellite TV Dish, Antenna | NULL
CB_CB03_CB0080_NULL | E | Wide-band T-unit | CB | CABD | CB03 | Satellite TV system | CB0080 | Wide-band T-unit | NULL
CB_CB03_CB0075_NULL | E | Wide-band splitter | CB | CABD | CB03 | Satellite TV system | CB0075 | Wide-band splitter | NULL
CB_CB01_NULL_NULL | E | TV system | CB | CABD | CB01 | TV system | NULL |  | NULL
CB_CB01_CB0005_NULL | E | Antenna UHF | CB | CABD | CB01 | TV system | CB0005 | Antenna UHF | NULL
CB_CB01_CB0015_NULL | E | Bandpass Filter, UHF | CB | CABD | CB01 | TV system | CB0015 | Bandpass Filter, UHF | NULL
CB_CB01_CB0020_NULL | E | Channel Amplifier | CB | CABD | CB01 | TV system | CB0020 | Channel Amplifier | NULL
CB_CB01_CB0025_NULL | E | Channel Amplifier w/ Automatic Gain Control Unit | CB | CABD | CB01 | TV system | CB0025 | Channel Amplifier w/ Automatic Gain Control Unit | NULL
CB_CB01_CB0010_NULL | E | Preamplifier, UHF | CB | CABD | CB01 | TV system | CB0010 | Preamplifier, UHF | NULL
EE_NULL_NULL_NULL | E | ELECTRICAL | EE | ELECTRICAL | NULL |  | NULL |  | NULL
EE_EE01_NULL_NULL | E | Bells and Bell Accessories | EE | ELECTRICAL | EE01 | Bells and Bell Accessories | NULL |  | NULL
EE_EE01_E80006_NULL | E | Bell indicator, unit pendulum type | EE | ELECTRICAL | EE01 | Bells and Bell Accessories | E80006 | Bell indicator, unit pendulum type | NULL
EE_EE01_E80008_NULL | E | Bell push, flush | EE | ELECTRICAL | EE01 | Bells and Bell Accessories | E80008 | Bell push, flush | NULL
EE_EE01_E80010_NULL | E | Bell push, foot operated floor | EE | ELECTRICAL | EE01 | Bells and Bell Accessories | E80010 | Bell push, foot operated floor | NULL
EE_EE01_E80007_NULL | E | Bell push, surface | EE | ELECTRICAL | EE01 | Bells and Bell Accessories | E80007 | Bell push, surface | NULL
EE_EE01_E80009_NULL | E | Bell push, watertight with plate and box | EE | ELECTRICAL | EE01 | Bells and Bell Accessories | E80009 | Bell push, watertight with plate and box | NULL
EE_EE01_E80012_NULL | E | Bell transformer 220/24V | EE | ELECTRICAL | EE01 | Bells and Bell Accessories | E80012 | Bell transformer 220/24V | NULL
EE_EE01_E80011_NULL | E | Bell transformer 220/4, 8,12V | EE | ELECTRICAL | EE01 | Bells and Bell Accessories | E80011 | Bell transformer 220/4, 8,12V | NULL
EE_EE01_E80001_NULL | E | Bell, Underdome 75 mm dia., 4.5, 6 or 12V | EE | ELECTRICAL | EE01 | Bells and Bell Accessories | E80001 | Bell, Underdome 75 mm dia., 4.5, 6 or 12V | NULL
EE_EE01_E80002_NULL | E | Bell, Underdome insulated 100 mm dia 12 or 24V | EE | ELECTRICAL | EE01 | Bells and Bell Accessories | E80002 | Bell, Underdome insulated 100 mm dia 12 or 24V | NULL
EE_EE01_E80003_NULL | E | Bell, alarm 150 mm C I 220V A.C./24V d.c. | EE | ELECTRICAL | EE01 | Bells and Bell Accessories | E80003 | Bell, alarm 150 mm C I 220V A.C./24V d.c. | NULL
EE_EE01_E80005_NULL | E | Buzzer 24V A.C. with case | EE | ELECTRICAL | EE01 | Bells and Bell Accessories | E80005 | Buzzer 24V A.C. with case | NULL
EE_EE01_E80014_NULL | E | Control relay, coil voltage 110/220V | EE | ELECTRICAL | EE01 | Bells and Bell Accessories | E80014 | Control relay, coil voltage 110/220V | NULL
EE_EE01_E80013_NULL | E | Control relay, coil voltage 12/24/48V | EE | ELECTRICAL | EE01 | Bells and Bell Accessories | E80013 | Control relay, coil voltage 12/24/48V | NULL
EE_EE01_E80004_NULL | E | Mini Buzzer, 8/12V A.C. with case | EE | ELECTRICAL | EE01 | Bells and Bell Accessories | E80004 | Mini Buzzer, 8/12V A.C. with case | NULL
EE_EE10_NULL_NULL | E | Boxes and Pattresses | EE | ELECTRICAL | EE10 | Boxes and Pattresses | NULL |  | NULL
EE_EE10_E80514_NULL | E | Flr mount pedestal metal box for socket | EE | ELECTRICAL | EE10 | Boxes and Pattresses | E80514 | Flr mount pedestal metal box for socket | NULL
EE_EE10_E80512_NULL | E | Metal box 1 gang 35 mm surface | EE | ELECTRICAL | EE10 | Boxes and Pattresses | E80512 | Metal box 1 gang 35 mm surface | NULL
EE_EE10_E80513_NULL | E | Metal box 1 gang 47 mm surface | EE | ELECTRICAL | EE10 | Boxes and Pattresses | E80513 | Metal box 1 gang 47 mm surface | NULL
EE_EE10_E80511_NULL | E | Metal box 2 gang 35 mm | EE | ELECTRICAL | EE10 | Boxes and Pattresses | E80511 | Metal box 2 gang 35 mm | NULL
EE_EE10_E80509_NULL | E | Metal box 35 mm | EE | ELECTRICAL | EE10 | Boxes and Pattresses | E80509 | Metal box 35 mm | NULL
EE_EE10_E80510_NULL | E | Metal box 47 mm | EE | ELECTRICAL | EE10 | Boxes and Pattresses | E80510 | Metal box 47 mm | NULL
EE_EE10_E80515_NULL | E | Pattress One gang 17 mm deep | EE | ELECTRICAL | EE10 | Boxes and Pattresses | E80515 | Pattress One gang 17 mm deep | NULL
EE_EE10_E80516_NULL | E | Pattress One gang 25 mm deep | EE | ELECTRICAL | EE10 | Boxes and Pattresses | E80516 | Pattress One gang 25 mm deep | NULL
EE_EE10_E80517_NULL | E | Pattress One gang 32 mm deep | EE | ELECTRICAL | EE10 | Boxes and Pattresses | E80517 | Pattress One gang 32 mm deep | NULL
EE_EE10_E80518_NULL | E | Pattress One gang 38 mm deep | EE | ELECTRICAL | EE10 | Boxes and Pattresses | E80518 | Pattress One gang 38 mm deep | NULL
EE_EE10_E80519_NULL | E | Pattress One gang 44 mm deep | EE | ELECTRICAL | EE10 | Boxes and Pattresses | E80519 | Pattress One gang 44 mm deep | NULL
EE_EE10_E80520_NULL | E | Pattress Two gang 32 mm deep | EE | ELECTRICAL | EE10 | Boxes and Pattresses | E80520 | Pattress Two gang 32 mm deep | NULL
EE_EE10_E80507_NULL | E | Surface mount frame 1 gang | EE | ELECTRICAL | EE10 | Boxes and Pattresses | E80507 | Surface mount frame 1 gang | NULL
EE_EE10_E80508_NULL | E | Surface mount frame 2 gang | EE | ELECTRICAL | EE10 | Boxes and Pattresses | E80508 | Surface mount frame 2 gang | NULL
EE_EE10_E80505_NULL | E | Switch with pilot light 20A D.P. brass plate | EE | ELECTRICAL | EE10 | Boxes and Pattresses | E80505 | Switch with pilot light 20A D.P. brass plate | NULL
EE_EE10_E80506_NULL | E | Switch with pilot light 45 A D.P. brass plate | EE | ELECTRICAL | EE10 | Boxes and Pattresses | E80506 | Switch with pilot light 45 A D.P. brass plate | NULL
EE_EE24_NULL_NULL | E | Busbar Chamber Units & Accessories | EE | ELECTRICAL | EE24 | Busbar Chamber Units & Accessories | NULL |  | NULL
EE_EE24_E81133_NULL | E | 1.5 mm Insulating sheet as paxolin/ebonite | EE | ELECTRICAL | EE24 | Busbar Chamber Units & Accessories | E81133 | 1.5 mm Insulating sheet as paxolin/ebonite | NULL
EE_EE24_E81136_NULL | E | 10 mm Insulating sheet as paxolin/ebonite | EE | ELECTRICAL | EE24 | Busbar Chamber Units & Accessories | E81136 | 10 mm Insulating sheet as paxolin/ebonite | NULL
EE_EE24_E81111_NULL | E | 100 Amp. Cable clamp | EE | ELECTRICAL | EE24 | Busbar Chamber Units & Accessories | E81111 | 100 Amp. Cable clamp | NULL
EE_EE24_E81137_NULL | E | 12 mm Insulating sheet as paxolin/ebonite | EE | ELECTRICAL | EE24 | Busbar Chamber Units & Accessories | E81137 | 12 mm Insulating sheet as paxolin/ebonite | NULL
EE_EE24_E81106_NULL | E | 160 Amp. Busbar clamp | EE | ELECTRICAL | EE24 | Busbar Chamber Units & Accessories | E81106 | 160 Amp. Busbar clamp | NULL
EE_EE24_E81112_NULL | E | 160 Amp. Cable clamp | EE | ELECTRICAL | EE24 | Busbar Chamber Units & Accessories | E81112 | 160 Amp. Cable clamp | NULL
EE_EE24_E81138_NULL | E | 20 mm Insulating sheet as paxolin/ebonite | EE | ELECTRICAL | EE24 | Busbar Chamber Units & Accessories | E81138 | 20 mm Insulating sheet as paxolin/ebonite | NULL
EE_EE24_E81098_NULL | E | 200 A 1350 mm BBC | EE | ELECTRICAL | EE24 | Busbar Chamber Units & Accessories | E81098 | 200 A 1350 mm BBC | NULL
EE_EE24_E81096_NULL | E | 200 A 550 mm BBC | EE | ELECTRICAL | EE24 | Busbar Chamber Units & Accessories | E81096 | 200 A 550 mm BBC | NULL
EE_EE24_E81097_NULL | E | 200 A 900 mm BBC | EE | ELECTRICAL | EE24 | Busbar Chamber Units & Accessories | E81097 | 200 A 900 mm BBC | NULL
EE_EE24_E81113_NULL | E | 200 Amp. cable socket | EE | ELECTRICAL | EE24 | Busbar Chamber Units & Accessories | E81113 | 200 Amp. cable socket | NULL
EE_EE24_E81139_NULL | E | 25 mm Insulating sheet as paxolin/ebonite | EE | ELECTRICAL | EE24 | Busbar Chamber Units & Accessories | E81139 | 25 mm Insulating sheet as paxolin/ebonite | NULL
EE_EE24_E81134_NULL | E | 3 mm Insulating sheet as paxolin/ebonite | EE | ELECTRICAL | EE24 | Busbar Chamber Units & Accessories | E81134 | 3 mm Insulating sheet as paxolin/ebonite | NULL
EE_EE24_E81107_NULL | E | 315 Amp. Busbar clamp | EE | ELECTRICAL | EE24 | Busbar Chamber Units & Accessories | E81107 | 315 Amp. Busbar clamp | NULL
EE_EE24_E81114_NULL | E | 315 Amp. cable socket | EE | ELECTRICAL | EE24 | Busbar Chamber Units & Accessories | E81114 | 315 Amp. cable socket | NULL
EE_EE24_E81109_NULL | E | 32 Amp. Cable clamp | EE | ELECTRICAL | EE24 | Busbar Chamber Units & Accessories | E81109 | 32 Amp. Cable clamp | NULL
EE_EE24_E81101_NULL | E | 400 A 1350 mm BBC | EE | ELECTRICAL | EE24 | Busbar Chamber Units & Accessories | E81101 | 400 A 1350 mm BBC | NULL
EE_EE24_E81099_NULL | E | 400 A 550 mm BBC | EE | ELECTRICAL | EE24 | Busbar Chamber Units & Accessories | E81099 | 400 A 550 mm BBC | NULL
EE_EE24_E81100_NULL | E | 400 A 900 mm BBC | EE | ELECTRICAL | EE24 | Busbar Chamber Units & Accessories | E81100 | 400 A 900 mm BBC | NULL
EE_EE24_E81115_NULL | E | 400 Amp. cable socket | EE | ELECTRICAL | EE24 | Busbar Chamber Units & Accessories | E81115 | 400 Amp. cable socket | NULL
EE_EE24_E81108_NULL | E | 500 - 800 A Busbar clamp | EE | ELECTRICAL | EE24 | Busbar Chamber Units & Accessories | E81108 | 500 - 800 A Busbar clamp | NULL
EE_EE24_E81116_NULL | E | 500 Amp. cable socket | EE | ELECTRICAL | EE24 | Busbar Chamber Units & Accessories | E81116 | 500 Amp. cable socket | NULL
EE_EE24_E81110_NULL | E | 63 Amp. Cable clamp | EE | ELECTRICAL | EE24 | Busbar Chamber Units & Accessories | E81110 | 63 Amp. Cable clamp | NULL
EE_EE24_E81103_NULL | E | 630 A 1350 mm BBC | EE | ELECTRICAL | EE24 | Busbar Chamber Units & Accessories | E81103 | 630 A 1350 mm BBC | NULL
EE_EE24_E81102_NULL | E | 630 A 900 mm BBC | EE | ELECTRICAL | EE24 | Busbar Chamber Units & Accessories | E81102 | 630 A 900 mm BBC | NULL
EE_EE24_E81117_NULL | E | 630 Amp. cable socket | EE | ELECTRICAL | EE24 | Busbar Chamber Units & Accessories | E81117 | 630 Amp. cable socket | NULL
EE_EE24_E81135_NULL | E | 7 mm Insulating sheet as paxolin/ebonite | EE | ELECTRICAL | EE24 | Busbar Chamber Units & Accessories | E81135 | 7 mm Insulating sheet as paxolin/ebonite | NULL
EE_EE24_E81105_NULL | E | 800 A 1350 mm BBC | EE | ELECTRICAL | EE24 | Busbar Chamber Units & Accessories | E81105 | 800 A 1350 mm BBC | NULL
EE_EE24_E81104_NULL | E | 800 A. 900 mm BBC | EE | ELECTRICAL | EE24 | Busbar Chamber Units & Accessories | E81104 | 800 A. 900 mm BBC | NULL
EE_EE24_E81118_NULL | E | 800 Amp. cable socket | EE | ELECTRICAL | EE24 | Busbar Chamber Units & Accessories | E81118 | 800 Amp. cable socket | NULL
EE_EE24_E81121_NULL | E | S.P. & N. 100 A. Connection flange | EE | ELECTRICAL | EE24 | Busbar Chamber Units & Accessories | E81121 | S.P. & N. 100 A. Connection flange | NULL
EE_EE24_E81119_NULL | E | S.P. & N. 32 A Connection flange | EE | ELECTRICAL | EE24 | Busbar Chamber Units & Accessories | E81119 | S.P. & N. 32 A Connection flange | NULL
EE_EE24_E81120_NULL | E | S.P. & N. 63 A Connection flange | EE | ELECTRICAL | EE24 | Busbar Chamber Units & Accessories | E81120 | S.P. & N. 63 A Connection flange | NULL
EE_EE24_E81124_NULL | E | T.P. & N. 100 A Connection flange | EE | ELECTRICAL | EE24 | Busbar Chamber Units & Accessories | E81124 | T.P. & N. 100 A Connection flange | NULL
EE_EE24_E81129_NULL | E | T.P. & N. 160/200 A Cable entry box | EE | ELECTRICAL | EE24 | Busbar Chamber Units & Accessories | E81129 | T.P. & N. 160/200 A Cable entry box | NULL
EE_EE24_E81125_NULL | E | T.P. & N. 160/200 A Connection flange | EE | ELECTRICAL | EE24 | Busbar Chamber Units & Accessories | E81125 | T.P. & N. 160/200 A Connection flange | NULL
EE_EE24_E81130_NULL | E | T.P. & N. 315 A Cable entry box | EE | ELECTRICAL | EE24 | Busbar Chamber Units & Accessories | E81130 | T.P. & N. 315 A Cable entry box | NULL
EE_EE24_E81126_NULL | E | T.P. & N. 315 Amp. Connection flange | EE | ELECTRICAL | EE24 | Busbar Chamber Units & Accessories | E81126 | T.P. & N. 315 Amp. Connection flange | NULL
EE_EE24_E81122_NULL | E | T.P. & N. 32 A Connection flange | EE | ELECTRICAL | EE24 | Busbar Chamber Units & Accessories | E81122 | T.P. & N. 32 A Connection flange | NULL
EE_EE24_E81131_NULL | E | T.P. & N. 400/500 A Cable entry box | EE | ELECTRICAL | EE24 | Busbar Chamber Units & Accessories | E81131 | T.P. & N. 400/500 A Cable entry box | NULL
EE_EE24_E81127_NULL | E | T.P. & N. 400/500 A Connection flange | EE | ELECTRICAL | EE24 | Busbar Chamber Units & Accessories | E81127 | T.P. & N. 400/500 A Connection flange | NULL
EE_EE24_E81123_NULL | E | T.P. & N. 63 A Connection flange | EE | ELECTRICAL | EE24 | Busbar Chamber Units & Accessories | E81123 | T.P. & N. 63 A Connection flange | NULL
EE_EE24_E81132_NULL | E | T.P. & N. 630/800 A Cable entry box | EE | ELECTRICAL | EE24 | Busbar Chamber Units & Accessories | E81132 | T.P. & N. 630/800 A Cable entry box | NULL
EE_EE24_E81128_NULL | E | T.P. & N. 630/800 A Connection flange | EE | ELECTRICAL | EE24 | Busbar Chamber Units & Accessories | E81128 | T.P. & N. 630/800 A Connection flange | NULL
EE_EE16_NULL_NULL | E | Cable Fixing | EE | ELECTRICAL | EE16 | Cable Fixing | NULL |  | NULL
EE_EE16_E80796_NULL | E | Cable socket 100 Amp. | EE | ELECTRICAL | EE16 | Cable Fixing | E80796 | Cable socket 100 Amp. | NULL
EE_EE16_E80793_NULL | E | Cable socket 15 Amp. | EE | ELECTRICAL | EE16 | Cable Fixing | E80793 | Cable socket 15 Amp. | NULL
EE_EE16_E80797_NULL | E | Cable socket 150 Amp. | EE | ELECTRICAL | EE16 | Cable Fixing | E80797 | Cable socket 150 Amp. | NULL
EE_EE16_E80798_NULL | E | Cable socket 200 amp. | EE | ELECTRICAL | EE16 | Cable Fixing | E80798 | Cable socket 200 amp. | NULL
EE_EE16_E80794_NULL | E | Cable socket 30 Amp. | EE | ELECTRICAL | EE16 | Cable Fixing | E80794 | Cable socket 30 Amp. | NULL
EE_EE16_E80799_NULL | E | Cable socket 300 Amp. | EE | ELECTRICAL | EE16 | Cable Fixing | E80799 | Cable socket 300 Amp. | NULL
EE_EE16_E80800_NULL | E | Cable socket 400 Amp. | EE | ELECTRICAL | EE16 | Cable Fixing | E80800 | Cable socket 400 Amp. | NULL
EE_EE16_E80801_NULL | E | Cable socket 500 Amp. | EE | ELECTRICAL | EE16 | Cable Fixing | E80801 | Cable socket 500 Amp. | NULL
EE_EE16_E80795_NULL | E | Cable socket 60 Amp. | EE | ELECTRICAL | EE16 | Cable Fixing | E80795 | Cable socket 60 Amp. | NULL
EE_EE16_E80791_NULL | E | Cable tile 450 x 100 x 25 mm | EE | ELECTRICAL | EE16 | Cable Fixing | E80791 | Cable tile 450 x 100 x 25 mm | NULL
EE_EE16_E80792_NULL | E | Cable tile 600 x 175 x 50 mm | EE | ELECTRICAL | EE16 | Cable Fixing | E80792 | Cable tile 600 x 175 x 50 mm | NULL
EE_EE16_E80789_NULL | E | Cables cleat 50 mm to 75 mm | EE | ELECTRICAL | EE16 | Cable Fixing | E80789 | Cables cleat 50 mm to 75 mm | NULL
EE_EE16_E80790_NULL | E | Cables cleat 75 mm to 100 mm | EE | ELECTRICAL | EE16 | Cable Fixing | E80790 | Cables cleat 75 mm to 100 mm | NULL
EE_EE16_E80804_NULL | E | Concrete cable marker 230 x 180 x 100 mm | EE | ELECTRICAL | EE16 | Cable Fixing | E80804 | Concrete cable marker 230 x 180 x 100 mm | NULL
EE_EE16_E80742_NULL | E | Gland for 1.5 - 2.5 mm2 4/c, 6 - 10 mm2 2/c | EE | ELECTRICAL | EE16 | Cable Fixing | E80742 | Gland for 1.5 - 2.5 mm2 4/c, 6 - 10 mm2 2/c | NULL
EE_EE16_E80741_NULL | E | Gland for 1.5 - 4 mm2 2/c | EE | ELECTRICAL | EE16 | Cable Fixing | E80741 | Gland for 1.5 - 4 mm2 2/c | NULL
EE_EE16_E80744_NULL | E | Gland for 10 - 35 mm2 4/c 50 - 95 mm2 2/c | EE | ELECTRICAL | EE16 | Cable Fixing | E80744 | Gland for 10 - 35 mm2 4/c 50 - 95 mm2 2/c | NULL
EE_EE16_E80746_NULL | E | Gland for 120 - 50 mm2 4/c | EE | ELECTRICAL | EE16 | Cable Fixing | E80746 | Gland for 120 - 50 mm2 4/c | NULL
EE_EE16_E80747_NULL | E | Gland for 185 mm2 4/c | EE | ELECTRICAL | EE16 | Cable Fixing | E80747 | Gland for 185 mm2 4/c | NULL
EE_EE16_E80748_NULL | E | Gland for 240 mm2 4/c | EE | ELECTRICAL | EE16 | Cable Fixing | E80748 | Gland for 240 mm2 4/c | NULL
EE_EE16_E80749_NULL | E | Gland for 300 mm2 4/c | EE | ELECTRICAL | EE16 | Cable Fixing | E80749 | Gland for 300 mm2 4/c | NULL
EE_EE16_E80743_NULL | E | Gland for 4 - 6mm2 4/c 16 - 35 mm2 2/c | EE | ELECTRICAL | EE16 | Cable Fixing | E80743 | Gland for 4 - 6mm2 4/c 16 - 35 mm2 2/c | NULL
EE_EE16_E80750_NULL | E | Gland for 400 mm2 4/c | EE | ELECTRICAL | EE16 | Cable Fixing | E80750 | Gland for 400 mm2 4/c | NULL
EE_EE16_E80745_NULL | E | Gland for 50 - 95 mm2 4/c | EE | ELECTRICAL | EE16 | Cable Fixing | E80745 | Gland for 50 - 95 mm2 4/c | NULL
EE_EE16_E80805_NULL | E | Jointing compound, cold pouring (Supply only) | EE | ELECTRICAL | EE16 | Cable Fixing | E80805 | Jointing compound, cold pouring (Supply only) | NULL
EE_EE16_E80788_NULL | E | Link box for M.I.C.S. cables | EE | ELECTRICAL | EE16 | Cable Fixing | E80788 | Link box for M.I.C.S. cables | NULL
EE_EE16_E80752_NULL | E | P.V.C. shroud 1.5 - 2.5 mm2 4/c, 6 - 10 mm2 2/c | EE | ELECTRICAL | EE16 | Cable Fixing | E80752 | P.V.C. shroud 1.5 - 2.5 mm2 4/c, 6 - 10 mm2 2/c | NULL
EE_EE16_E80751_NULL | E | P.V.C. shroud 1.5 - 4 mm2 2/c | EE | ELECTRICAL | EE16 | Cable Fixing | E80751 | P.V.C. shroud 1.5 - 4 mm2 2/c | NULL
EE_EE16_E80754_NULL | E | P.V.C. shroud 10 - 35 mm2 4/c 50 - 95 mm2 2/c | EE | ELECTRICAL | EE16 | Cable Fixing | E80754 | P.V.C. shroud 10 - 35 mm2 4/c 50 - 95 mm2 2/c | NULL
EE_EE16_E80756_NULL | E | P.V.C. shroud 120 - 150 mm2 4/c | EE | ELECTRICAL | EE16 | Cable Fixing | E80756 | P.V.C. shroud 120 - 150 mm2 4/c | NULL
EE_EE16_E80757_NULL | E | P.V.C. shroud 185 mm2 4/c | EE | ELECTRICAL | EE16 | Cable Fixing | E80757 | P.V.C. shroud 185 mm2 4/c | NULL
EE_EE16_E80758_NULL | E | P.V.C. shroud 240 mm2 4/c | EE | ELECTRICAL | EE16 | Cable Fixing | E80758 | P.V.C. shroud 240 mm2 4/c | NULL
EE_EE16_E80759_NULL | E | P.V.C. shroud 300 mm2 4/c | EE | ELECTRICAL | EE16 | Cable Fixing | E80759 | P.V.C. shroud 300 mm2 4/c | NULL
EE_EE16_E80753_NULL | E | P.V.C. shroud 4 - 6 mm2 4/c 16 - 35 mm2 2/c | EE | ELECTRICAL | EE16 | Cable Fixing | E80753 | P.V.C. shroud 4 - 6 mm2 4/c 16 - 35 mm2 2/c | NULL
EE_EE16_E80760_NULL | E | P.V.C. shroud 400 mm2 4/c | EE | ELECTRICAL | EE16 | Cable Fixing | E80760 | P.V.C. shroud 400 mm2 4/c | NULL
EE_EE16_E80755_NULL | E | P.V.C. shroud 50 - 95 mm2 4/c | EE | ELECTRICAL | EE16 | Cable Fixing | E80755 | P.V.C. shroud 50 - 95 mm2 4/c | NULL
EE_EE16_E80803_NULL | E | Right angle pattern socket for 630 mm2 cable | EE | ELECTRICAL | EE16 | Cable Fixing | E80803 | Right angle pattern socket for 630 mm2 cable | NULL
EE_EE16_E80766_NULL | E | Saddle for 20 x 100 mm | EE | ELECTRICAL | EE16 | Cable Fixing | E80766 | Saddle for 20 x 100 mm | NULL
EE_EE16_E80767_NULL | E | Saddle for 20 x 120 mm | EE | ELECTRICAL | EE16 | Cable Fixing | E80767 | Saddle for 20 x 120 mm | NULL
EE_EE16_E80761_NULL | E | Saddle for 20 x 40 mm | EE | ELECTRICAL | EE16 | Cable Fixing | E80761 | Saddle for 20 x 40 mm | NULL
EE_EE16_E80762_NULL | E | Saddle for 20 x 50 mm | EE | ELECTRICAL | EE16 | Cable Fixing | E80762 | Saddle for 20 x 50 mm | NULL
EE_EE16_E80763_NULL | E | Saddle for 20 x 60 mm | EE | ELECTRICAL | EE16 | Cable Fixing | E80763 | Saddle for 20 x 60 mm | NULL
EE_EE16_E80764_NULL | E | Saddle for 20 x 70 mm | EE | ELECTRICAL | EE16 | Cable Fixing | E80764 | Saddle for 20 x 70 mm | NULL
EE_EE16_E80765_NULL | E | Saddle for 210 x 80 mm | EE | ELECTRICAL | EE16 | Cable Fixing | E80765 | Saddle for 210 x 80 mm | NULL
EE_EE16_E80802_NULL | E | Straight pattern socket for 630 mm2 cable | EE | ELECTRICAL | EE16 | Cable Fixing | E80802 | Straight pattern socket for 630 mm2 cable | NULL
EE_EE16_E80774_NULL | E | Termination for M.I.C.S. cable 1.0 mm2 2/c | EE | ELECTRICAL | EE16 | Cable Fixing | E80774 | Termination for M.I.C.S. cable 1.0 mm2 2/c | NULL
EE_EE16_E80775_NULL | E | Termination for M.I.C.S. cable 1.5 mm2 2/c | EE | ELECTRICAL | EE16 | Cable Fixing | E80775 | Termination for M.I.C.S. cable 1.5 mm2 2/c | NULL
EE_EE16_E80782_NULL | E | Termination for M.I.C.S. cable 1.5 mm2 4/c | EE | ELECTRICAL | EE16 | Cable Fixing | E80782 | Termination for M.I.C.S. cable 1.5 mm2 4/c | NULL
EE_EE16_E80779_NULL | E | Termination for M.I.C.S. cable 10 mm2 2/c | EE | ELECTRICAL | EE16 | Cable Fixing | E80779 | Termination for M.I.C.S. cable 10 mm2 2/c | NULL
EE_EE16_E80786_NULL | E | Termination for M.I.C.S. cable 10 mm2 4/c | EE | ELECTRICAL | EE16 | Cable Fixing | E80786 | Termination for M.I.C.S. cable 10 mm2 4/c | NULL
EE_EE16_E80773_NULL | E | Termination for M.I.C.S. cable 120 mm2 1/c | EE | ELECTRICAL | EE16 | Cable Fixing | E80773 | Termination for M.I.C.S. cable 120 mm2 1/c | NULL
EE_EE16_E80768_NULL | E | Termination for M.I.C.S. cable 16 mm2 1/c | EE | ELECTRICAL | EE16 | Cable Fixing | E80768 | Termination for M.I.C.S. cable 16 mm2 1/c | NULL
EE_EE16_E80780_NULL | E | Termination for M.I.C.S. cable 16 mm2 2/c | EE | ELECTRICAL | EE16 | Cable Fixing | E80780 | Termination for M.I.C.S. cable 16 mm2 2/c | NULL
EE_EE16_E80787_NULL | E | Termination for M.I.C.S. cable 16 mm2 4/c | EE | ELECTRICAL | EE16 | Cable Fixing | E80787 | Termination for M.I.C.S. cable 16 mm2 4/c | NULL
EE_EE16_E80776_NULL | E | Termination for M.I.C.S. cable 2.5 mm2 2/c | EE | ELECTRICAL | EE16 | Cable Fixing | E80776 | Termination for M.I.C.S. cable 2.5 mm2 2/c | NULL
EE_EE16_E80783_NULL | E | Termination for M.I.C.S. cable 2.5 mm2 4/c | EE | ELECTRICAL | EE16 | Cable Fixing | E80783 | Termination for M.I.C.S. cable 2.5 mm2 4/c | NULL
EE_EE16_E80769_NULL | E | Termination for M.I.C.S. cable 25 mm2 1/c | EE | ELECTRICAL | EE16 | Cable Fixing | E80769 | Termination for M.I.C.S. cable 25 mm2 1/c | NULL
EE_EE16_E80781_NULL | E | Termination for M.I.C.S. cable 25 mm2 2/c | EE | ELECTRICAL | EE16 | Cable Fixing | E80781 | Termination for M.I.C.S. cable 25 mm2 2/c | NULL
EE_EE16_E80777_NULL | E | Termination for M.I.C.S. cable 4 mm2 2/c | EE | ELECTRICAL | EE16 | Cable Fixing | E80777 | Termination for M.I.C.S. cable 4 mm2 2/c | NULL
EE_EE16_E80784_NULL | E | Termination for M.I.C.S. cable 4 mm2 4/c | EE | ELECTRICAL | EE16 | Cable Fixing | E80784 | Termination for M.I.C.S. cable 4 mm2 4/c | NULL
EE_EE16_E80778_NULL | E | Termination for M.I.C.S. cable 6 mm2 2/c | EE | ELECTRICAL | EE16 | Cable Fixing | E80778 | Termination for M.I.C.S. cable 6 mm2 2/c | NULL
EE_EE16_E80785_NULL | E | Termination for M.I.C.S. cable 6 mm2 4/c | EE | ELECTRICAL | EE16 | Cable Fixing | E80785 | Termination for M.I.C.S. cable 6 mm2 4/c | NULL
EE_EE16_E80771_NULL | E | Termination for M.I.C.S. cable 70 mm2 1/c | EE | ELECTRICAL | EE16 | Cable Fixing | E80771 | Termination for M.I.C.S. cable 70 mm2 1/c | NULL
EE_EE16_E80772_NULL | E | Termination for M.I.C.S. cable 95 mm2 1/c | EE | ELECTRICAL | EE16 | Cable Fixing | E80772 | Termination for M.I.C.S. cable 95 mm2 1/c | NULL
EE_EE16_E80770_NULL | E | Termination for M.I.C.S. cable35 - 50 mm2 1/c | EE | ELECTRICAL | EE16 | Cable Fixing | E80770 | Termination for M.I.C.S. cable35 - 50 mm2 1/c | NULL
EE_EE18_NULL_NULL | E | Cable Trunking | EE | ELECTRICAL | EE18 | Cable Trunking | NULL |  | NULL
EE_EE18_E80919_NULL | E | 100 x 100 mm trunking cover | EE | ELECTRICAL | EE18 | Cable Trunking | E80919 | 100 x 100 mm trunking cover | NULL
EE_EE18_E80920_NULL | E | 100 x 150 mm trunking cover | EE | ELECTRICAL | EE18 | Cable Trunking | E80920 | 100 x 150 mm trunking cover | NULL
EE_EE18_E80921_NULL | E | 150 x 150 mm trunking cover | EE | ELECTRICAL | EE18 | Cable Trunking | E80921 | 150 x 150 mm trunking cover | NULL
EE_EE18_E80922_NULL | E | 200 x 200 mm trunking cover | EE | ELECTRICAL | EE18 | Cable Trunking | E80922 | 200 x 200 mm trunking cover | NULL
EE_EE18_E80917_NULL | E | 50 x 50 mm trunking cover | EE | ELECTRICAL | EE18 | Cable Trunking | E80917 | 50 x 50 mm trunking cover | NULL
EE_EE18_E80918_NULL | E | 75 x 75 mm trunking cover | EE | ELECTRICAL | EE18 | Cable Trunking | E80918 | 75 x 75 mm trunking cover | NULL
EE_EE18_E80928_NULL | E | Blank end for cable trunking | EE | ELECTRICAL | EE18 | Cable Trunking | E80928 | Blank end for cable trunking | NULL
EE_EE18_E80930_NULL | E | Cable support unit for 100 x 100 mm | EE | ELECTRICAL | EE18 | Cable Trunking | E80930 | Cable support unit for 100 x 100 mm | NULL
EE_EE18_E80929_NULL | E | Cable support unit for 150 trunking | EE | ELECTRICAL | EE18 | Cable Trunking | E80929 | Cable support unit for 150 trunking | NULL
EE_EE18_E80931_NULL | E | Cable support unit for 75 x 75 mm | EE | ELECTRICAL | EE18 | Cable Trunking | E80931 | Cable support unit for 75 x 75 mm | NULL
EE_EE18_E80915_NULL | E | Cable trunking 50 x 100 mm 2 compartment | EE | ELECTRICAL | EE18 | Cable Trunking | E80915 | Cable trunking 50 x 100 mm 2 compartment | NULL
EE_EE18_E80909_NULL | E | Cable trunking 100 x 100 mm | EE | ELECTRICAL | EE18 | Cable Trunking | E80909 | Cable trunking 100 x 100 mm | NULL
EE_EE18_E80916_NULL | E | Cable trunking 100 x 100 mm 2 compartment | EE | ELECTRICAL | EE18 | Cable Trunking | E80916 | Cable trunking 100 x 100 mm 2 compartment | NULL
EE_EE18_E80912_NULL | E | Cable trunking 100 x 150 mm | EE | ELECTRICAL | EE18 | Cable Trunking | E80912 | Cable trunking 100 x 150 mm | NULL
EE_EE18_E80911_NULL | E | Cable trunking 150 x 150 mm | EE | ELECTRICAL | EE18 | Cable Trunking | E80911 | Cable trunking 150 x 150 mm | NULL
EE_EE18_E80913_NULL | E | Cable trunking 150 x 375 mm | EE | ELECTRICAL | EE18 | Cable Trunking | E80913 | Cable trunking 150 x 375 mm | NULL
EE_EE18_E80914_NULL | E | Cable trunking 50 x 150 mm 2 compartment | EE | ELECTRICAL | EE18 | Cable Trunking | E80914 | Cable trunking 50 x 150 mm 2 compartment | NULL
EE_EE18_E80910_NULL | E | Cable trunking 50 x 50 mm | EE | ELECTRICAL | EE18 | Cable Trunking | E80910 | Cable trunking 50 x 50 mm | NULL
EE_EE18_E80908_NULL | E | Cable trunking 75 x 75 mm | EE | ELECTRICAL | EE18 | Cable Trunking | E80908 | Cable trunking 75 x 75 mm | NULL
EE_EE18_E80924_NULL | E | Cross unit 4 way 100 x 100 mm | EE | ELECTRICAL | EE18 | Cable Trunking | E80924 | Cross unit 4 way 100 x 100 mm | NULL
EE_EE18_E80923_NULL | E | Cross unit 4 way 75 x 75 mm | EE | ELECTRICAL | EE18 | Cable Trunking | E80923 | Cross unit 4 way 75 x 75 mm | NULL
EE_EE18_E80927_NULL | E | Flat elbow | EE | ELECTRICAL | EE18 | Cable Trunking | E80927 | Flat elbow | NULL
EE_EE18_E80926_NULL | E | Flat tee, or edge tee unit | EE | ELECTRICAL | EE18 | Cable Trunking | E80926 | Flat tee, or edge tee unit | NULL
EE_EE18_E80934_NULL | E | Gal metal sheet tray 150 mm | EE | ELECTRICAL | EE18 | Cable Trunking | E80934 | Gal metal sheet tray 150 mm | NULL
EE_EE18_E80935_NULL | E | Gal metal sheet tray 300 mm | EE | ELECTRICAL | EE18 | Cable Trunking | E80935 | Gal metal sheet tray 300 mm | NULL
EE_EE18_E80933_NULL | E | Gal metal sheet tray 75 mm | EE | ELECTRICAL | EE18 | Cable Trunking | E80933 | Gal metal sheet tray 75 mm | NULL
EE_EE18_E80925_NULL | E | Reducer unit 75 - 100 mm | EE | ELECTRICAL | EE18 | Cable Trunking | E80925 | Reducer unit 75 - 100 mm | NULL
EE_EE18_E80932_NULL | E | Wiring clip for cable trunking | EE | ELECTRICAL | EE18 | Cable Trunking | E80932 | Wiring clip for cable trunking | NULL
EE_EE14_NULL_NULL | E | Cable-end Boxes | EE | ELECTRICAL | EE14 | Cable-end Boxes | NULL |  | NULL
EE_EE14_E80712_NULL | E | C I cable end box for 1 x 16 mm2 x 3/c T outlet | EE | ELECTRICAL | EE14 | Cable-end Boxes | E80712 | C I cable end box for 1 x 16 mm2 x 3/c T outlet | NULL
EE_EE14_E80710_NULL | E | C I cable end box for 16 mm2 x 2/c T outlet | EE | ELECTRICAL | EE14 | Cable-end Boxes | E80710 | C I cable end box for 16 mm2 x 2/c T outlet | NULL
EE_EE14_E80709_NULL | E | C I cable end box for 16mm2 x 2/c | EE | ELECTRICAL | EE14 | Cable-end Boxes | E80709 | C I cable end box for 16mm2 x 2/c | NULL
EE_EE14_E80708_NULL | E | C I cable end box for 2 x 16 mm2 T outlet | EE | ELECTRICAL | EE14 | Cable-end Boxes | E80708 | C I cable end box for 2 x 16 mm2 T outlet | NULL
EE_EE14_E80707_NULL | E | C I cable end box for 2 x 16mm2 | EE | ELECTRICAL | EE14 | Cable-end Boxes | E80707 | C I cable end box for 2 x 16mm2 | NULL
EE_EE14_E80721_NULL | E | C I cable end box Flat 240 mm2 x 4/c | EE | ELECTRICAL | EE14 | Cable-end Boxes | E80721 | C I cable end box Flat 240 mm2 x 4/c | NULL
EE_EE14_E80722_NULL | E | C I cable end box Flat 300 mm2 x 4/c | EE | ELECTRICAL | EE14 | Cable-end Boxes | E80722 | C I cable end box Flat 300 mm2 x 4/c | NULL
EE_EE14_E80719_NULL | E | C I cable end box Flat for 120 - 150 mm2 x 4/c | EE | ELECTRICAL | EE14 | Cable-end Boxes | E80719 | C I cable end box Flat for 120 - 150 mm2 x 4/c | NULL
EE_EE14_E80713_NULL | E | C I cable end box Flat for 16 mm2 x 4/c | EE | ELECTRICAL | EE14 | Cable-end Boxes | E80713 | C I cable end box Flat for 16 mm2 x 4/c | NULL
EE_EE14_E80720_NULL | E | C I cable end box Flat for 185 mm2 x 4/c | EE | ELECTRICAL | EE14 | Cable-end Boxes | E80720 | C I cable end box Flat for 185 mm2 x 4/c | NULL
EE_EE14_E80714_NULL | E | C I cable end box Flat for 25 mm2 x 4/c | EE | ELECTRICAL | EE14 | Cable-end Boxes | E80714 | C I cable end box Flat for 25 mm2 x 4/c | NULL
EE_EE14_E80715_NULL | E | C I cable end box Flat for 35 - 50 mm2 x 3/c | EE | ELECTRICAL | EE14 | Cable-end Boxes | E80715 | C I cable end box Flat for 35 - 50 mm2 x 3/c | NULL
EE_EE14_E80716_NULL | E | C I cable end box Flat for 35 - 50 mm2 x 4/c | EE | ELECTRICAL | EE14 | Cable-end Boxes | E80716 | C I cable end box Flat for 35 - 50 mm2 x 4/c | NULL
EE_EE14_E80717_NULL | E | C I cable end box Flat for 70 mm2 x 4/c | EE | ELECTRICAL | EE14 | Cable-end Boxes | E80717 | C I cable end box Flat for 70 mm2 x 4/c | NULL
EE_EE14_E80718_NULL | E | C I cable end box Flat for 95 mm2 x 4/c | EE | ELECTRICAL | EE14 | Cable-end Boxes | E80718 | C I cable end box Flat for 95 mm2 x 4/c | NULL
EE_EE14_E80711_NULL | E | C I cable end box for 1 x 16 mm2 x 3/c | EE | ELECTRICAL | EE14 | Cable-end Boxes | E80711 | C I cable end box for 1 x 16 mm2 x 3/c | NULL
EE_EE12_NULL_NULL | E | Cables (Copper) | EE | ELECTRICAL | EE12 | Cables (Copper) | NULL |  | NULL
EE_EE12_E80548_NULL | E | 0.5 mm2 two core flexible cord | EE | ELECTRICAL | EE12 | Cables (Copper) | E80548 | 0.5 mm2 two core flexible cord | NULL
EE_EE12_E80555_NULL | E | 0.5 mm2 two core flexible cord unsheathed | EE | ELECTRICAL | EE12 | Cables (Copper) | E80555 | 0.5 mm2 two core flexible cord unsheathed | NULL
EE_EE12_E80557_NULL | E | 0.75 mm2 three core flexible cord unsheathed | EE | ELECTRICAL | EE12 | Cables (Copper) | E80557 | 0.75 mm2 three core flexible cord unsheathed | NULL
EE_EE12_E80551_NULL | E | 0.75 mm2 three core flexible cord | EE | ELECTRICAL | EE12 | Cables (Copper) | E80551 | 0.75 mm2 three core flexible cord | NULL
EE_EE12_E80549_NULL | E | 0.75 mm2 two core flexible cord | EE | ELECTRICAL | EE12 | Cables (Copper) | E80549 | 0.75 mm2 two core flexible cord | NULL
EE_EE12_E80556_NULL | E | 0.75 mm2 two core flexible cord unsheathed | EE | ELECTRICAL | EE12 | Cables (Copper) | E80556 | 0.75 mm2 two core flexible cord unsheathed | NULL
EE_EE12_E80667_NULL | E | 1.0 mm2 twin core MICS PVCS cable | EE | ELECTRICAL | EE12 | Cables (Copper) | E80667 | 1.0 mm2 twin core MICS PVCS cable | NULL
EE_EE12_E80681_NULL | E | 1.0 mm2 twin core MICS PVCS cable in trench | EE | ELECTRICAL | EE12 | Cables (Copper) | E80681 | 1.0 mm2 twin core MICS PVCS cable in trench | NULL
EE_EE12_E80558_NULL | E | 1.5 mm2 1/c P.V.C. cable w/steel carrying wire | EE | ELECTRICAL | EE12 | Cables (Copper) | E80558 | 1.5 mm2 1/c P.V.C. cable w/steel carrying wire | NULL
EE_EE12_E80689_NULL | E | 1.5 mm2 four core MICS PVCS cable in trench | EE | ELECTRICAL | EE12 | Cables (Copper) | E80689 | 1.5 mm2 four core MICS PVCS cable in trench | NULL
EE_EE12_E80675_NULL | E | 1.5 mm2 four core MICS PVCS cable | EE | ELECTRICAL | EE12 | Cables (Copper) | E80675 | 1.5 mm2 four core MICS PVCS cable | NULL
EE_EE12_E80654_NULL | E | 1.5 mm2 four core MICS cable | EE | ELECTRICAL | EE12 | Cables (Copper) | E80654 | 1.5 mm2 four core MICS cable | NULL
EE_EE12_E80611_NULL | E | 1.5 mm2 single heat resistant cable | EE | ELECTRICAL | EE12 | Cables (Copper) | E80611 | 1.5 mm2 single heat resistant cable | NULL
EE_EE12_E80587_NULL | E | 1.5 mm2 single core P.V.C./ P.V.C. cable | EE | ELECTRICAL | EE12 | Cables (Copper) | E80587 | 1.5 mm2 single core P.V.C./ P.V.C. cable | NULL
EE_EE12_E80568_NULL | E | 1.5 mm2 single core P.V.C. cable | EE | ELECTRICAL | EE12 | Cables (Copper) | E80568 | 1.5 mm2 single core P.V.C. cable | NULL
EE_EE12_E80552_NULL | E | 1.5 mm2 three core flexible cord | EE | ELECTRICAL | EE12 | Cables (Copper) | E80552 | 1.5 mm2 three core flexible cord | NULL
EE_EE12_E80668_NULL | E | 1.5 mm2 twin core MICS PVCS cable | EE | ELECTRICAL | EE12 | Cables (Copper) | E80668 | 1.5 mm2 twin core MICS PVCS cable | NULL
EE_EE12_E80682_NULL | E | 1.5 mm2 twin core MICS PVCS cable in trench | EE | ELECTRICAL | EE12 | Cables (Copper) | E80682 | 1.5 mm2 twin core MICS PVCS cable in trench | NULL
EE_EE12_E80647_NULL | E | 1.5 mm2 twin core MICS cable | EE | ELECTRICAL | EE12 | Cables (Copper) | E80647 | 1.5 mm2 twin core MICS cable | NULL
EE_EE12_E80550_NULL | E | 1.5 mm2 two core flexible cord | EE | ELECTRICAL | EE12 | Cables (Copper) | E80550 | 1.5 mm2 two core flexible cord | NULL
EE_EE12_E80603_NULL | E | 1.5 mm2 two core P.V.C./ P.V.C. cable | EE | ELECTRICAL | EE12 | Cables (Copper) | E80603 | 1.5 mm2 two core P.V.C./ P.V.C. cable | NULL
EE_EE12_E80610_NULL | E | 1.5 mm2 two core P.V.C./ P.V.C. cable w/E.C.C. | EE | ELECTRICAL | EE12 | Cables (Copper) | E80610 | 1.5 mm2 two core P.V.C./ P.V.C. cable w/E.C.C. | NULL
EE_EE12_E80614_NULL | E | 1.5 mm2 two cores PVCSWA cable | EE | ELECTRICAL | EE12 | Cables (Copper) | E80614 | 1.5 mm2 two cores PVCSWA cable | NULL
EE_EE12_E80562_NULL | E | 10 mm2 1/c P.V.C. cable w/steel carrying wire | EE | ELECTRICAL | EE12 | Cables (Copper) | E80562 | 10 mm2 1/c P.V.C. cable w/steel carrying wire | NULL
EE_EE12_E80693_NULL | E | 10 mm2 four core MICS PVCS cable in trench | EE | ELECTRICAL | EE12 | Cables (Copper) | E80693 | 10 mm2 four core MICS PVCS cable in trench | NULL
EE_EE12_E80679_NULL | E | 10 mm2 four core MICS PVCS cable | EE | ELECTRICAL | EE12 | Cables (Copper) | E80679 | 10 mm2 four core MICS PVCS cable | NULL
EE_EE12_E80658_NULL | E | 10 mm2 four core MICS cable | EE | ELECTRICAL | EE12 | Cables (Copper) | E80658 | 10 mm2 four core MICS cable | NULL
EE_EE12_E80626_NULL | E | 10 mm2 four core PVCSWA cable | EE | ELECTRICAL | EE12 | Cables (Copper) | E80626 | 10 mm2 four core PVCSWA cable | NULL
EE_EE12_E80640_NULL | E | 10 mm2 single core MICS cable | EE | ELECTRICAL | EE12 | Cables (Copper) | E80640 | 10 mm2 single core MICS cable | NULL
EE_EE12_E80661_NULL | E | 10 mm2 single core MICS PVCS cable | EE | ELECTRICAL | EE12 | Cables (Copper) | E80661 | 10 mm2 single core MICS PVCS cable | NULL
EE_EE12_E80572_NULL | E | 10 mm2 single core P.V.C. cable | EE | ELECTRICAL | EE12 | Cables (Copper) | E80572 | 10 mm2 single core P.V.C. cable | NULL
EE_EE12_E80591_NULL | E | 10 mm2 single core P.V.C./ P.V.C. cable | EE | ELECTRICAL | EE12 | Cables (Copper) | E80591 | 10 mm2 single core P.V.C./ P.V.C. cable | NULL
EE_EE12_E80672_NULL | E | 10 mm2 twin core MICS PVCS cable | EE | ELECTRICAL | EE12 | Cables (Copper) | E80672 | 10 mm2 twin core MICS PVCS cable | NULL
EE_EE12_E80686_NULL | E | 10 mm2 twin core MICS PVCS cable in trench | EE | ELECTRICAL | EE12 | Cables (Copper) | E80686 | 10 mm2 twin core MICS PVCS cable in trench | NULL
EE_EE12_E80651_NULL | E | 10 mm2 twin core MICS cable | EE | ELECTRICAL | EE12 | Cables (Copper) | E80651 | 10 mm2 twin core MICS cable | NULL
EE_EE12_E80607_NULL | E | 10 mm2 two core P.V.C./ P.V.C. cable | EE | ELECTRICAL | EE12 | Cables (Copper) | E80607 | 10 mm2 two core P.V.C./ P.V.C. cable | NULL
EE_EE12_E80618_NULL | E | 10 mm2 two cores PVCSWA cable | EE | ELECTRICAL | EE12 | Cables (Copper) | E80618 | 10 mm2 two cores PVCSWA cable | NULL
EE_EE12_E80633_NULL | E | 120 mm2 four core PVCSWA cable | EE | ELECTRICAL | EE12 | Cables (Copper) | E80633 | 120 mm2 four core PVCSWA cable | NULL
EE_EE12_E80579_NULL | E | 120 mm2 single core P.V.C. cable | EE | ELECTRICAL | EE12 | Cables (Copper) | E80579 | 120 mm2 single core P.V.C. cable | NULL
EE_EE12_E80598_NULL | E | 120 mm2 single core P.V.C./ P.V.C. cable | EE | ELECTRICAL | EE12 | Cables (Copper) | E80598 | 120 mm2 single core P.V.C./ P.V.C. cable | NULL
EE_EE12_E80634_NULL | E | 150 mm2 four core PVCSWA cable | EE | ELECTRICAL | EE12 | Cables (Copper) | E80634 | 150 mm2 four core PVCSWA cable | NULL
EE_EE12_E80580_NULL | E | 150 mm2 single core P.V.C. cable | EE | ELECTRICAL | EE12 | Cables (Copper) | E80580 | 150 mm2 single core P.V.C. cable | NULL
EE_EE12_E80599_NULL | E | 150 mm2 single core P.V.C./ P.V.C. cable | EE | ELECTRICAL | EE12 | Cables (Copper) | E80599 | 150 mm2 single core P.V.C./ P.V.C. cable | NULL
EE_EE12_E80563_NULL | E | 16 mm2 1/c P.V.C. cable w/steel carrying wire | EE | ELECTRICAL | EE12 | Cables (Copper) | E80563 | 16 mm2 1/c P.V.C. cable w/steel carrying wire | NULL
EE_EE12_E80694_NULL | E | 16 mm2 four core MICS PVCS cable in trench | EE | ELECTRICAL | EE12 | Cables (Copper) | E80694 | 16 mm2 four core MICS PVCS cable in trench | NULL
EE_EE12_E80680_NULL | E | 16 mm2 four core MICS PVCS cable | EE | ELECTRICAL | EE12 | Cables (Copper) | E80680 | 16 mm2 four core MICS PVCS cable | NULL
EE_EE12_E80659_NULL | E | 16 mm2 four core MICS cable | EE | ELECTRICAL | EE12 | Cables (Copper) | E80659 | 16 mm2 four core MICS cable | NULL
EE_EE12_E80627_NULL | E | 16 mm2 four core PVCSWA cable | EE | ELECTRICAL | EE12 | Cables (Copper) | E80627 | 16 mm2 four core PVCSWA cable | NULL
EE_EE12_E80641_NULL | E | 16 mm2 single core MICS cable | EE | ELECTRICAL | EE12 | Cables (Copper) | E80641 | 16 mm2 single core MICS cable | NULL
EE_EE12_E80662_NULL | E | 16 mm2 single core MICS PVCS cable | EE | ELECTRICAL | EE12 | Cables (Copper) | E80662 | 16 mm2 single core MICS PVCS cable | NULL
EE_EE12_E80573_NULL | E | 16 mm2 single core P.V.C. cable | EE | ELECTRICAL | EE12 | Cables (Copper) | E80573 | 16 mm2 single core P.V.C. cable | NULL
EE_EE12_E80592_NULL | E | 16 mm2 single core P.V.C./ P.V.C. cable | EE | ELECTRICAL | EE12 | Cables (Copper) | E80592 | 16 mm2 single core P.V.C./ P.V.C. cable | NULL
EE_EE12_E80673_NULL | E | 16 mm2 twin core MICS PVCS cable | EE | ELECTRICAL | EE12 | Cables (Copper) | E80673 | 16 mm2 twin core MICS PVCS cable | NULL
EE_EE12_E80687_NULL | E | 16 mm2 twin core MICS PVCS cable in trench | EE | ELECTRICAL | EE12 | Cables (Copper) | E80687 | 16 mm2 twin core MICS PVCS cable in trench | NULL
EE_EE12_E80652_NULL | E | 16 mm2 twin core MICS cable | EE | ELECTRICAL | EE12 | Cables (Copper) | E80652 | 16 mm2 twin core MICS cable | NULL
EE_EE12_E80608_NULL | E | 16 mm2 two core P.V.C./ P.V.C. cable | EE | ELECTRICAL | EE12 | Cables (Copper) | E80608 | 16 mm2 two core P.V.C./ P.V.C. cable | NULL
EE_EE12_E80619_NULL | E | 16 mm2 two cores PVCSWA cable | EE | ELECTRICAL | EE12 | Cables (Copper) | E80619 | 16 mm2 two cores PVCSWA cable | NULL
EE_EE12_E80635_NULL | E | 185 mm2 four core PVCSWA cable | EE | ELECTRICAL | EE12 | Cables (Copper) | E80635 | 185 mm2 four core PVCSWA cable | NULL
EE_EE12_E80581_NULL | E | 185 mm2 single core P.V.C. cable | EE | ELECTRICAL | EE12 | Cables (Copper) | E80581 | 185 mm2 single core P.V.C. cable | NULL
EE_EE12_E80600_NULL | E | 185 mm2 single core P.V.C./ P.V.C. cable | EE | ELECTRICAL | EE12 | Cables (Copper) | E80600 | 185 mm2 single core P.V.C./ P.V.C. cable | NULL
EE_EE12_E80690_NULL | E | 2.5 mm2 four core MICS PVCS cable in trench | EE | ELECTRICAL | EE12 | Cables (Copper) | E80690 | 2.5 mm2 four core MICS PVCS cable in trench | NULL
EE_EE12_E80559_NULL | E | 2.5 mm2 1/c P.V.C. cable w/steel carrying wire | EE | ELECTRICAL | EE12 | Cables (Copper) | E80559 | 2.5 mm2 1/c P.V.C. cable w/steel carrying wire | NULL
EE_EE12_E80676_NULL | E | 2.5 mm2 four core MICS PVCS cable | EE | ELECTRICAL | EE12 | Cables (Copper) | E80676 | 2.5 mm2 four core MICS PVCS cable | NULL
EE_EE12_E80655_NULL | E | 2.5 mm2 four core MICS cable | EE | ELECTRICAL | EE12 | Cables (Copper) | E80655 | 2.5 mm2 four core MICS cable | NULL
EE_EE12_E80623_NULL | E | 2.5 mm2 four core PVCSWA cable | EE | ELECTRICAL | EE12 | Cables (Copper) | E80623 | 2.5 mm2 four core PVCSWA cable | NULL
EE_EE12_E80612_NULL | E | 2.5 mm2 single heat resistant cable | EE | ELECTRICAL | EE12 | Cables (Copper) | E80612 | 2.5 mm2 single heat resistant cable | NULL
EE_EE12_E80588_NULL | E | 2.5 mm2 single core P.V.C./ P.V.C. cable | EE | ELECTRICAL | EE12 | Cables (Copper) | E80588 | 2.5 mm2 single core P.V.C./ P.V.C. cable | NULL
EE_EE12_E80569_NULL | E | 2.5 mm2 single core P.V.C. cable | EE | ELECTRICAL | EE12 | Cables (Copper) | E80569 | 2.5 mm2 single core P.V.C. cable | NULL
EE_EE12_E80553_NULL | E | 2.5 mm2 three core flexible cord | EE | ELECTRICAL | EE12 | Cables (Copper) | E80553 | 2.5 mm2 three core flexible cord | NULL
EE_EE12_E80669_NULL | E | 2.5 mm2 twin core MICS PVCS cable | EE | ELECTRICAL | EE12 | Cables (Copper) | E80669 | 2.5 mm2 twin core MICS PVCS cable | NULL
EE_EE12_E80683_NULL | E | 2.5 mm2 twin core MICS PVCS cable in trench | EE | ELECTRICAL | EE12 | Cables (Copper) | E80683 | 2.5 mm2 twin core MICS PVCS cable in trench | NULL
EE_EE12_E80648_NULL | E | 2.5 mm2 twin core MICS cable | EE | ELECTRICAL | EE12 | Cables (Copper) | E80648 | 2.5 mm2 twin core MICS cable | NULL
EE_EE12_E80604_NULL | E | 2.5 mm2 two core P.V.C./ P.V.C. cable | EE | ELECTRICAL | EE12 | Cables (Copper) | E80604 | 2.5 mm2 two core P.V.C./ P.V.C. cable | NULL
EE_EE12_E80615_NULL | E | 2.5 mm2 two cores PVCSWA cable | EE | ELECTRICAL | EE12 | Cables (Copper) | E80615 | 2.5 mm2 two cores PVCSWA cable | NULL
EE_EE12_E80636_NULL | E | 240 mm2 four core PVCSWA cable | EE | ELECTRICAL | EE12 | Cables (Copper) | E80636 | 240 mm2 four core PVCSWA cable | NULL
EE_EE12_E80582_NULL | E | 240 mm2 single core P.V.C. cable | EE | ELECTRICAL | EE12 | Cables (Copper) | E80582 | 240 mm2 single core P.V.C. cable | NULL
EE_EE12_E80601_NULL | E | 240 mm2 single core P.V.C./ P.V.C. cable | EE | ELECTRICAL | EE12 | Cables (Copper) | E80601 | 240 mm2 single core P.V.C./ P.V.C. cable | NULL
EE_EE12_E80564_NULL | E | 25 mm2 1/c P.V.C. cable w/steel carrying wire | EE | ELECTRICAL | EE12 | Cables (Copper) | E80564 | 25 mm2 1/c P.V.C. cable w/steel carrying wire | NULL
EE_EE12_E80628_NULL | E | 25 mm2 four core PVCSWA cable | EE | ELECTRICAL | EE12 | Cables (Copper) | E80628 | 25 mm2 four core PVCSWA cable | NULL
EE_EE12_E80642_NULL | E | 25 mm2 single core MICS cable | EE | ELECTRICAL | EE12 | Cables (Copper) | E80642 | 25 mm2 single core MICS cable | NULL
EE_EE12_E80663_NULL | E | 25 mm2 single core MICS PVCS cable | EE | ELECTRICAL | EE12 | Cables (Copper) | E80663 | 25 mm2 single core MICS PVCS cable | NULL
EE_EE12_E80574_NULL | E | 25 mm2 single core P.V.C. cable | EE | ELECTRICAL | EE12 | Cables (Copper) | E80574 | 25 mm2 single core P.V.C. cable | NULL
EE_EE12_E80593_NULL | E | 25 mm2 single core P.V.C./ P.V.C. cable | EE | ELECTRICAL | EE12 | Cables (Copper) | E80593 | 25 mm2 single core P.V.C./ P.V.C. cable | NULL
EE_EE12_E80674_NULL | E | 25 mm2 twin core MICS PVCS cable | EE | ELECTRICAL | EE12 | Cables (Copper) | E80674 | 25 mm2 twin core MICS PVCS cable | NULL
EE_EE12_E80688_NULL | E | 25 mm2 twin core MICS PVCS cable in trench | EE | ELECTRICAL | EE12 | Cables (Copper) | E80688 | 25 mm2 twin core MICS PVCS cable in trench | NULL
EE_EE12_E80653_NULL | E | 25 mm2 twin core MICS cable | EE | ELECTRICAL | EE12 | Cables (Copper) | E80653 | 25 mm2 twin core MICS cable | NULL
EE_EE12_E80609_NULL | E | 25 mm2 two core P.V.C./ P.V.C. cable | EE | ELECTRICAL | EE12 | Cables (Copper) | E80609 | 25 mm2 two core P.V.C./ P.V.C. cable | NULL
EE_EE12_E80620_NULL | E | 25 mm2 two cores PVCSWA cable | EE | ELECTRICAL | EE12 | Cables (Copper) | E80620 | 25 mm2 two cores PVCSWA cable | NULL
EE_EE12_E80637_NULL | E | 300 mm2 four core PVCSWA cable | EE | ELECTRICAL | EE12 | Cables (Copper) | E80637 | 300 mm2 four core PVCSWA cable | NULL
EE_EE12_E80583_NULL | E | 300 mm2 single core P.V.C. cable | EE | ELECTRICAL | EE12 | Cables (Copper) | E80583 | 300 mm2 single core P.V.C. cable | NULL
EE_EE12_E80602_NULL | E | 300 mm2 single core P.V.C./ P.V.C. cable | EE | ELECTRICAL | EE12 | Cables (Copper) | E80602 | 300 mm2 single core P.V.C./ P.V.C. cable | NULL
EE_EE12_E80565_NULL | E | 35 mm2 1/c P.V.C. cable w/steel carrying wire | EE | ELECTRICAL | EE12 | Cables (Copper) | E80565 | 35 mm2 1/c P.V.C. cable w/steel carrying wire | NULL
EE_EE12_E80629_NULL | E | 35 mm2 four core PVCSWA cable | EE | ELECTRICAL | EE12 | Cables (Copper) | E80629 | 35 mm2 four core PVCSWA cable | NULL
EE_EE12_E80643_NULL | E | 35 mm2 single core MICS cable | EE | ELECTRICAL | EE12 | Cables (Copper) | E80643 | 35 mm2 single core MICS cable | NULL
EE_EE12_E80664_NULL | E | 35 mm2 single core MICS PVCS cable | EE | ELECTRICAL | EE12 | Cables (Copper) | E80664 | 35 mm2 single core MICS PVCS cable | NULL
EE_EE12_E80575_NULL | E | 35 mm2 single core P.V.C. cable | EE | ELECTRICAL | EE12 | Cables (Copper) | E80575 | 35 mm2 single core P.V.C. cable | NULL
EE_EE12_E80594_NULL | E | 35 mm2 single core P.V.C./ P.V.C. cable | EE | ELECTRICAL | EE12 | Cables (Copper) | E80594 | 35 mm2 single core P.V.C./ P.V.C. cable | NULL
EE_EE12_E80621_NULL | E | 35 mm2 two cores PVCSWA cable | EE | ELECTRICAL | EE12 | Cables (Copper) | E80621 | 35 mm2 two cores PVCSWA cable | NULL
EE_EE12_E80560_NULL | E | 4 mm2 1/c P.V.C. cable w/steel carrying wire | EE | ELECTRICAL | EE12 | Cables (Copper) | E80560 | 4 mm2 1/c P.V.C. cable w/steel carrying wire | NULL
EE_EE12_E80691_NULL | E | 4 mm2 four core MICS PVCS cable in trench | EE | ELECTRICAL | EE12 | Cables (Copper) | E80691 | 4 mm2 four core MICS PVCS cable in trench | NULL
EE_EE12_E80677_NULL | E | 4 mm2 four core MICS PVCS cable | EE | ELECTRICAL | EE12 | Cables (Copper) | E80677 | 4 mm2 four core MICS PVCS cable | NULL
EE_EE12_E80656_NULL | E | 4 mm2 four core MICS cable | EE | ELECTRICAL | EE12 | Cables (Copper) | E80656 | 4 mm2 four core MICS cable | NULL
EE_EE12_E80624_NULL | E | 4 mm2 four core PVCSWA cable | EE | ELECTRICAL | EE12 | Cables (Copper) | E80624 | 4 mm2 four core PVCSWA cable | NULL
EE_EE12_E80613_NULL | E | 4 mm2 single heat resistant cable | EE | ELECTRICAL | EE12 | Cables (Copper) | E80613 | 4 mm2 single heat resistant cable | NULL
EE_EE12_E80570_NULL | E | 4 mm2 single core P.V.C. cable | EE | ELECTRICAL | EE12 | Cables (Copper) | E80570 | 4 mm2 single core P.V.C. cable | NULL
EE_EE12_E80589_NULL | E | 4 mm2 single core P.V.C./ P.V.C. cable | EE | ELECTRICAL | EE12 | Cables (Copper) | E80589 | 4 mm2 single core P.V.C./ P.V.C. cable | NULL
EE_EE12_E80670_NULL | E | 4 mm2 twin core MICS PVCS cable | EE | ELECTRICAL | EE12 | Cables (Copper) | E80670 | 4 mm2 twin core MICS PVCS cable | NULL
EE_EE12_E80684_NULL | E | 4 mm2 twin core MICS PVCS cable in trench | EE | ELECTRICAL | EE12 | Cables (Copper) | E80684 | 4 mm2 twin core MICS PVCS cable in trench | NULL
EE_EE12_E80649_NULL | E | 4 mm2 twin core MICS cable | EE | ELECTRICAL | EE12 | Cables (Copper) | E80649 | 4 mm2 twin core MICS cable | NULL
EE_EE12_E80605_NULL | E | 4 mm2 two core P.V.C./ P.V.C. cable | EE | ELECTRICAL | EE12 | Cables (Copper) | E80605 | 4 mm2 two core P.V.C./ P.V.C. cable | NULL
EE_EE12_E80616_NULL | E | 4 mm2 two cores PVCSWA cable | EE | ELECTRICAL | EE12 | Cables (Copper) | E80616 | 4 mm2 two cores PVCSWA cable | NULL
EE_EE12_E80554_NULL | E | 4.0 mm2 three core flexible cord | EE | ELECTRICAL | EE12 | Cables (Copper) | E80554 | 4.0 mm2 three core flexible cord | NULL
EE_EE12_E80638_NULL | E | 400 mm2 four core PVCSWA cable | EE | ELECTRICAL | EE12 | Cables (Copper) | E80638 | 400 mm2 four core PVCSWA cable | NULL
EE_EE12_E80584_NULL | E | 400 mm2 single core P.V.C. cable | EE | ELECTRICAL | EE12 | Cables (Copper) | E80584 | 400 mm2 single core P.V.C. cable | NULL
EE_EE12_E80566_NULL | E | 50 mm2 1/c P.V.C. cable w/steel carrying wire | EE | ELECTRICAL | EE12 | Cables (Copper) | E80566 | 50 mm2 1/c P.V.C. cable w/steel carrying wire | NULL
EE_EE12_E80630_NULL | E | 50 mm2 four core PVCSWA cable | EE | ELECTRICAL | EE12 | Cables (Copper) | E80630 | 50 mm2 four core PVCSWA cable | NULL
EE_EE12_E80644_NULL | E | 50 mm2 single core MICS cable | EE | ELECTRICAL | EE12 | Cables (Copper) | E80644 | 50 mm2 single core MICS cable | NULL
EE_EE12_E80665_NULL | E | 50 mm2 single core MICS PVCS cable | EE | ELECTRICAL | EE12 | Cables (Copper) | E80665 | 50 mm2 single core MICS PVCS cable | NULL
EE_EE12_E80576_NULL | E | 50 mm2 single core P.V.C. cable | EE | ELECTRICAL | EE12 | Cables (Copper) | E80576 | 50 mm2 single core P.V.C. cable | NULL
EE_EE12_E80595_NULL | E | 50 mm2 single core P.V.C./ P.V.C. cable | EE | ELECTRICAL | EE12 | Cables (Copper) | E80595 | 50 mm2 single core P.V.C./ P.V.C. cable | NULL
EE_EE12_E80622_NULL | E | 50 mm2 two cores PVCSWA cable | EE | ELECTRICAL | EE12 | Cables (Copper) | E80622 | 50 mm2 two cores PVCSWA cable | NULL
EE_EE12_E80585_NULL | E | 500 mm2 single core P.V.C. cable | EE | ELECTRICAL | EE12 | Cables (Copper) | E80585 | 500 mm2 single core P.V.C. cable | NULL
EE_EE12_E80561_NULL | E | 6 mm2 1/c P.V.C. cable w/steel carrying wire | EE | ELECTRICAL | EE12 | Cables (Copper) | E80561 | 6 mm2 1/c P.V.C. cable w/steel carrying wire | NULL
EE_EE12_E80692_NULL | E | 6 mm2 four core MICS PVCS cable in trench | EE | ELECTRICAL | EE12 | Cables (Copper) | E80692 | 6 mm2 four core MICS PVCS cable in trench | NULL
EE_EE12_E80678_NULL | E | 6 mm2 four core MICS PVCS cable | EE | ELECTRICAL | EE12 | Cables (Copper) | E80678 | 6 mm2 four core MICS PVCS cable | NULL
EE_EE12_E80657_NULL | E | 6 mm2 four core MICS cable | EE | ELECTRICAL | EE12 | Cables (Copper) | E80657 | 6 mm2 four core MICS cable | NULL
EE_EE12_E80625_NULL | E | 6 mm2 four core PVCSWA cable | EE | ELECTRICAL | EE12 | Cables (Copper) | E80625 | 6 mm2 four core PVCSWA cable | NULL
EE_EE12_E80639_NULL | E | 6 mm2 single core MICS cable | EE | ELECTRICAL | EE12 | Cables (Copper) | E80639 | 6 mm2 single core MICS cable | NULL
EE_EE12_E80660_NULL | E | 6 mm2 single core MICS PVCS cable | EE | ELECTRICAL | EE12 | Cables (Copper) | E80660 | 6 mm2 single core MICS PVCS cable | NULL
EE_EE12_E80571_NULL | E | 6 mm2 single core P.V.C. cable | EE | ELECTRICAL | EE12 | Cables (Copper) | E80571 | 6 mm2 single core P.V.C. cable | NULL
EE_EE12_E80590_NULL | E | 6 mm2 single core P.V.C./ P.V.C. cable | EE | ELECTRICAL | EE12 | Cables (Copper) | E80590 | 6 mm2 single core P.V.C./ P.V.C. cable | NULL
EE_EE12_E80671_NULL | E | 6 mm2 twin core MICS PVCS cable | EE | ELECTRICAL | EE12 | Cables (Copper) | E80671 | 6 mm2 twin core MICS PVCS cable | NULL
EE_EE12_E80685_NULL | E | 6 mm2 twin core MICS PVCS cable in trench | EE | ELECTRICAL | EE12 | Cables (Copper) | E80685 | 6 mm2 twin core MICS PVCS cable in trench | NULL
EE_EE12_E80650_NULL | E | 6 mm2 twin core MICS cable | EE | ELECTRICAL | EE12 | Cables (Copper) | E80650 | 6 mm2 twin core MICS cable | NULL
EE_EE12_E80606_NULL | E | 6 mm2 two core P.V.C./ P.V.C. cable | EE | ELECTRICAL | EE12 | Cables (Copper) | E80606 | 6 mm2 two core P.V.C./ P.V.C. cable | NULL
EE_EE12_E80617_NULL | E | 6 mm2 two cores PVCSWA cable | EE | ELECTRICAL | EE12 | Cables (Copper) | E80617 | 6 mm2 two cores PVCSWA cable | NULL
EE_EE12_E80586_NULL | E | 630 mm2 single core P.V.C. cable | EE | ELECTRICAL | EE12 | Cables (Copper) | E80586 | 630 mm2 single core P.V.C. cable | NULL
EE_EE12_E80567_NULL | E | 70 mm2 1/c P.V.C. cable w/steel carrying wire | EE | ELECTRICAL | EE12 | Cables (Copper) | E80567 | 70 mm2 1/c P.V.C. cable w/steel carrying wire | NULL
EE_EE12_E80631_NULL | E | 70 mm2 four core PVCSWA cable | EE | ELECTRICAL | EE12 | Cables (Copper) | E80631 | 70 mm2 four core PVCSWA cable | NULL
EE_EE12_E80645_NULL | E | 70 mm2 single core MICS cable | EE | ELECTRICAL | EE12 | Cables (Copper) | E80645 | 70 mm2 single core MICS cable | NULL
EE_EE12_E80666_NULL | E | 70 mm2 single core MICS PVCS cable | EE | ELECTRICAL | EE12 | Cables (Copper) | E80666 | 70 mm2 single core MICS PVCS cable | NULL
EE_EE12_E80577_NULL | E | 70 mm2 single core P.V.C. cable | EE | ELECTRICAL | EE12 | Cables (Copper) | E80577 | 70 mm2 single core P.V.C. cable | NULL
EE_EE12_E80596_NULL | E | 70 mm2 single core P.V.C./ P.V.C. cable | EE | ELECTRICAL | EE12 | Cables (Copper) | E80596 | 70 mm2 single core P.V.C./ P.V.C. cable | NULL
EE_EE12_E80646_NULL | E | 90 mm2 single core MICS cable | EE | ELECTRICAL | EE12 | Cables (Copper) | E80646 | 90 mm2 single core MICS cable | NULL
EE_EE12_E80632_NULL | E | 95 mm2 four core PVCSWA cable | EE | ELECTRICAL | EE12 | Cables (Copper) | E80632 | 95 mm2 four core PVCSWA cable | NULL
EE_EE12_E80578_NULL | E | 95 mm2 single core P.V.C. cable | EE | ELECTRICAL | EE12 | Cables (Copper) | E80578 | 95 mm2 single core P.V.C. cable | NULL
EE_EE12_E80597_NULL | E | 95 mm2 single core P.V.C./ P.V.C. cable | EE | ELECTRICAL | EE12 | Cables (Copper) | E80597 | 95 mm2 single core P.V.C./ P.V.C. cable | NULL
EE_EE13_NULL_NULL | E | Cables for Earthing | EE | ELECTRICAL | EE13 | Cables for Earthing | NULL |  | NULL
EE_EE13_E80695_NULL | E | 1.5 mm2 PVC cable for earthing | EE | ELECTRICAL | EE13 | Cables for Earthing | E80695 | 1.5 mm2 PVC cable for earthing | NULL
EE_EE13_E80699_NULL | E | 10 mm2 PVC cable for earthing | EE | ELECTRICAL | EE13 | Cables for Earthing | E80699 | 10 mm2 PVC cable for earthing | NULL
EE_EE13_E80706_NULL | E | 120 mm2 PVC cable for earthing | EE | ELECTRICAL | EE13 | Cables for Earthing | E80706 | 120 mm2 PVC cable for earthing | NULL
EE_EE13_E80700_NULL | E | 16 mm2 PVC cable for earthing | EE | ELECTRICAL | EE13 | Cables for Earthing | E80700 | 16 mm2 PVC cable for earthing | NULL
EE_EE13_E80696_NULL | E | 2.5 mm2 PVC cable for earthing | EE | ELECTRICAL | EE13 | Cables for Earthing | E80696 | 2.5 mm2 PVC cable for earthing | NULL
EE_EE13_E80701_NULL | E | 25 mm2 PVC cable for earthing | EE | ELECTRICAL | EE13 | Cables for Earthing | E80701 | 25 mm2 PVC cable for earthing | NULL
EE_EE13_E80702_NULL | E | 35 mm2 PVC cable for earthing | EE | ELECTRICAL | EE13 | Cables for Earthing | E80702 | 35 mm2 PVC cable for earthing | NULL
EE_EE13_E80697_NULL | E | 4 mm2 PVC cable for earthing | EE | ELECTRICAL | EE13 | Cables for Earthing | E80697 | 4 mm2 PVC cable for earthing | NULL
EE_EE13_E80703_NULL | E | 50 mm2 PVC cable for earthing | EE | ELECTRICAL | EE13 | Cables for Earthing | E80703 | 50 mm2 PVC cable for earthing | NULL
EE_EE13_E80698_NULL | E | 6 mm2 PVC cable for earthing | EE | ELECTRICAL | EE13 | Cables for Earthing | E80698 | 6 mm2 PVC cable for earthing | NULL
EE_EE13_E80704_NULL | E | 70 mm2 PVC cable for earthing | EE | ELECTRICAL | EE13 | Cables for Earthing | E80704 | 70 mm2 PVC cable for earthing | NULL
EE_EE13_E80705_NULL | E | 95 mm2 PVC cable for earthing | EE | ELECTRICAL | EE13 | Cables for Earthing | E80705 | 95 mm2 PVC cable for earthing | NULL
EE_EE17_NULL_NULL | E | Conduits and Conduit Fittings | EE | ELECTRICAL | EE17 | Conduits and Conduit Fittings | NULL |  | NULL
EE_EE17_E80900_NULL | E | 100 x 100 mm metal cover plate | EE | ELECTRICAL | EE17 | Conduits and Conduit Fittings | E80900 | 100 x 100 mm metal cover plate | NULL
EE_EE17_E80890_NULL | E | 100 x 100 x 50 mm Sh steel sq box | EE | ELECTRICAL | EE17 | Conduits and Conduit Fittings | E80890 | 100 x 100 x 50 mm Sh steel sq box | NULL
EE_EE17_E80881_NULL | E | 100 x 100 x 50 mm C I sq box | EE | ELECTRICAL | EE17 | Conduits and Conduit Fittings | E80881 | 100 x 100 x 50 mm C I sq box | NULL
EE_EE17_E80895_NULL | E | 100 x 100 x 50 mm PVC box c/w cover | EE | ELECTRICAL | EE17 | Conduits and Conduit Fittings | E80895 | 100 x 100 x 50 mm PVC box c/w cover | NULL
EE_EE17_E80901_NULL | E | 150 x 150 mm metal cover plate | EE | ELECTRICAL | EE17 | Conduits and Conduit Fittings | E80901 | 150 x 150 mm metal cover plate | NULL
EE_EE17_E80882_NULL | E | 150 x 150 x 75 mm C I sq box | EE | ELECTRICAL | EE17 | Conduits and Conduit Fittings | E80882 | 150 x 150 x 75 mm C I sq box | NULL
EE_EE17_E80891_NULL | E | 150 x 150 x 75 mm Sh steel sq box | EE | ELECTRICAL | EE17 | Conduits and Conduit Fittings | E80891 | 150 x 150 x 75 mm Sh steel sq box | NULL
EE_EE17_E80896_NULL | E | 150 x 150 x 75 mm (50 mm) PVC box c/w cover | EE | ELECTRICAL | EE17 | Conduits and Conduit Fittings | E80896 | 150 x 150 x 75 mm (50 mm) PVC box c/w cover | NULL
EE_EE17_E80904_NULL | E | 150 x 75 mm metal cover plate | EE | ELECTRICAL | EE17 | Conduits and Conduit Fittings | E80904 | 150 x 75 mm metal cover plate | NULL
EE_EE17_E80885_NULL | E | 150 x 75 x 50 mm C I Oblong box | EE | ELECTRICAL | EE17 | Conduits and Conduit Fittings | E80885 | 150 x 75 x 50 mm C I Oblong box | NULL
EE_EE17_E80814_NULL | E | 20 mm dia P.V.C. conduit | EE | ELECTRICAL | EE17 | Conduits and Conduit Fittings | E80814 | 20 mm dia P.V.C. conduit | NULL
EE_EE17_E80841_NULL | E | 20 mm dia. Brass male bush | EE | ELECTRICAL | EE17 | Conduits and Conduit Fittings | E80841 | 20 mm dia. Brass male bush | NULL
EE_EE17_E80831_NULL | E | 20 mm dia. Adaptor for flex conduit | EE | ELECTRICAL | EE17 | Conduits and Conduit Fittings | E80831 | 20 mm dia. Adaptor for flex conduit | NULL
EE_EE17_E80851_NULL | E | 20 mm dia. B.E.S.A. box | EE | ELECTRICAL | EE17 | Conduits and Conduit Fittings | E80851 | 20 mm dia. B.E.S.A. box | NULL
EE_EE17_E80836_NULL | E | 20 mm dia. Brass female bush | EE | ELECTRICAL | EE17 | Conduits and Conduit Fittings | E80836 | 20 mm dia. Brass female bush | NULL
EE_EE17_E80806_NULL | E | 20 mm dia. Concealed conduit | EE | ELECTRICAL | EE17 | Conduits and Conduit Fittings | E80806 | 20 mm dia. Concealed conduit | NULL
EE_EE17_E80817_NULL | E | 20 mm dia. Flexible metallic conduit watertight | EE | ELECTRICAL | EE17 | Conduits and Conduit Fittings | E80817 | 20 mm dia. Flexible metallic conduit watertight | NULL
EE_EE17_E80855_NULL | E | 20 mm dia. Heavy saddles | EE | ELECTRICAL | EE17 | Conduits and Conduit Fittings | E80855 | 20 mm dia. Heavy saddles | NULL
EE_EE17_E80863_NULL | E | 20 mm dia. Ordinary Saddles | EE | ELECTRICAL | EE17 | Conduits and Conduit Fittings | E80863 | 20 mm dia. Ordinary Saddles | NULL
EE_EE17_E80870_NULL | E | 20 mm dia. Solid couplers | EE | ELECTRICAL | EE17 | Conduits and Conduit Fittings | E80870 | 20 mm dia. Solid couplers | NULL
EE_EE17_E80809_NULL | E | 20 mm dia. Surface conduit | EE | ELECTRICAL | EE17 | Conduits and Conduit Fittings | E80809 | 20 mm dia. Surface conduit | NULL
EE_EE17_E80822_NULL | E | 20 mm dia. Watertight flexible conduit w/P.V.C. | EE | ELECTRICAL | EE17 | Conduits and Conduit Fittings | E80822 | 20 mm dia. Watertight flexible conduit w/P.V.C. | NULL
EE_EE17_E80875_NULL | E | 20 mm dia. brass plug | EE | ELECTRICAL | EE17 | Conduits and Conduit Fittings | E80875 | 20 mm dia. brass plug | NULL
EE_EE17_E80852_NULL | E | 20 mm dia. deep B.E.S.A. box | EE | ELECTRICAL | EE17 | Conduits and Conduit Fittings | E80852 | 20 mm dia. deep B.E.S.A. box | NULL
EE_EE17_E80827_NULL | E | 20 mm dia.Short length lead in tube | EE | ELECTRICAL | EE17 | Conduits and Conduit Fittings | E80827 | 20 mm dia.Short length lead in tube | NULL
EE_EE17_E80905_NULL | E | 225 x 150 mm metal cover plate | EE | ELECTRICAL | EE17 | Conduits and Conduit Fittings | E80905 | 225 x 150 mm metal cover plate | NULL
EE_EE17_E80886_NULL | E | 225 x 150 x 75 mm C I Oblong box | EE | ELECTRICAL | EE17 | Conduits and Conduit Fittings | E80886 | 225 x 150 x 75 mm C I Oblong box | NULL
EE_EE17_E80902_NULL | E | 225 x 225 mm metal cover plate | EE | ELECTRICAL | EE17 | Conduits and Conduit Fittings | E80902 | 225 x 225 mm metal cover plate | NULL
EE_EE17_E80883_NULL | E | 225 x 225 x 75 mm C I sq box | EE | ELECTRICAL | EE17 | Conduits and Conduit Fittings | E80883 | 225 x 225 x 75 mm C I sq box | NULL
EE_EE17_E80892_NULL | E | 225 x 225 x 75 mm Sh steel sq box | EE | ELECTRICAL | EE17 | Conduits and Conduit Fittings | E80892 | 225 x 225 x 75 mm Sh steel sq box | NULL
EE_EE17_E80897_NULL | E | 225 x 225 x 75 mm PVC box c/w cover | EE | ELECTRICAL | EE17 | Conduits and Conduit Fittings | E80897 | 225 x 225 x 75 mm PVC box c/w cover | NULL
EE_EE17_E80815_NULL | E | 25 mm dia P.V.C. conduit | EE | ELECTRICAL | EE17 | Conduits and Conduit Fittings | E80815 | 25 mm dia P.V.C. conduit | NULL
EE_EE17_E80832_NULL | E | 25 mm dia. Adaptor for flex conduit | EE | ELECTRICAL | EE17 | Conduits and Conduit Fittings | E80832 | 25 mm dia. Adaptor for flex conduit | NULL
EE_EE17_E80837_NULL | E | 25 mm dia. Brass female bush | EE | ELECTRICAL | EE17 | Conduits and Conduit Fittings | E80837 | 25 mm dia. Brass female bush | NULL
EE_EE17_E80842_NULL | E | 25 mm dia. Brass male bush | EE | ELECTRICAL | EE17 | Conduits and Conduit Fittings | E80842 | 25 mm dia. Brass male bush | NULL
EE_EE17_E80807_NULL | E | 25 mm dia. Concealed conduit | EE | ELECTRICAL | EE17 | Conduits and Conduit Fittings | E80807 | 25 mm dia. Concealed conduit | NULL
EE_EE17_E80856_NULL | E | 25 mm dia. Heavy saddles | EE | ELECTRICAL | EE17 | Conduits and Conduit Fittings | E80856 | 25 mm dia. Heavy saddles | NULL
EE_EE17_E80864_NULL | E | 25 mm dia. Ordinary Saddles | EE | ELECTRICAL | EE17 | Conduits and Conduit Fittings | E80864 | 25 mm dia. Ordinary Saddles | NULL
EE_EE17_E80871_NULL | E | 25 mm dia. Solid couplers | EE | ELECTRICAL | EE17 | Conduits and Conduit Fittings | E80871 | 25 mm dia. Solid couplers | NULL
EE_EE17_E80810_NULL | E | 25 mm dia. Surface conduit | EE | ELECTRICAL | EE17 | Conduits and Conduit Fittings | E80810 | 25 mm dia. Surface conduit | NULL
EE_EE17_E80823_NULL | E | 25 mm dia. Watertight flexible conduit w/P.V.C. | EE | ELECTRICAL | EE17 | Conduits and Conduit Fittings | E80823 | 25 mm dia. Watertight flexible conduit w/P.V.C. | NULL
EE_EE17_E80876_NULL | E | 25 mm dia. brass plug | EE | ELECTRICAL | EE17 | Conduits and Conduit Fittings | E80876 | 25 mm dia. brass plug | NULL
EE_EE17_E80818_NULL | E | 25 mm dia.Flexible metallic conduit watertight | EE | ELECTRICAL | EE17 | Conduits and Conduit Fittings | E80818 | 25 mm dia.Flexible metallic conduit watertight | NULL
EE_EE17_E80828_NULL | E | 25 mm dia.Short length lead in tube | EE | ELECTRICAL | EE17 | Conduits and Conduit Fittings | E80828 | 25 mm dia.Short length lead in tube | NULL
EE_EE17_E80906_NULL | E | 300 x 200 mm metal cover plate | EE | ELECTRICAL | EE17 | Conduits and Conduit Fittings | E80906 | 300 x 200 mm metal cover plate | NULL
EE_EE17_E80887_NULL | E | 300 x 200 x 90 mm C I Oblong box | EE | ELECTRICAL | EE17 | Conduits and Conduit Fittings | E80887 | 300 x 200 x 90 mm C I Oblong box | NULL
EE_EE17_E80903_NULL | E | 300 x 300 mm metal cover plate | EE | ELECTRICAL | EE17 | Conduits and Conduit Fittings | E80903 | 300 x 300 mm metal cover plate | NULL
EE_EE17_E80884_NULL | E | 300 x 300 x 75 mm C I sq box | EE | ELECTRICAL | EE17 | Conduits and Conduit Fittings | E80884 | 300 x 300 x 75 mm C I sq box | NULL
EE_EE17_E80893_NULL | E | 300 x 300 x 75 mm Sh steel sq box | EE | ELECTRICAL | EE17 | Conduits and Conduit Fittings | E80893 | 300 x 300 x 75 mm Sh steel sq box | NULL
EE_EE17_E80816_NULL | E | 32 mm dia P.V.C. conduit | EE | ELECTRICAL | EE17 | Conduits and Conduit Fittings | E80816 | 32 mm dia P.V.C. conduit | NULL
EE_EE17_E80824_NULL | E | 32 mm dia. Watertight flexible conduit w/P.V.C. | EE | ELECTRICAL | EE17 | Conduits and Conduit Fittings | E80824 | 32 mm dia. Watertight flexible conduit w/P.V.C. | NULL
EE_EE17_E80833_NULL | E | 32 mm dia. Adaptor for flex conduit | EE | ELECTRICAL | EE17 | Conduits and Conduit Fittings | E80833 | 32 mm dia. Adaptor for flex conduit | NULL
EE_EE17_E80838_NULL | E | 32 mm dia. Brass female bush | EE | ELECTRICAL | EE17 | Conduits and Conduit Fittings | E80838 | 32 mm dia. Brass female bush | NULL
EE_EE17_E80843_NULL | E | 32 mm dia. Brass male bush | EE | ELECTRICAL | EE17 | Conduits and Conduit Fittings | E80843 | 32 mm dia. Brass male bush | NULL
EE_EE17_E80808_NULL | E | 32 mm dia. Concealed conduit | EE | ELECTRICAL | EE17 | Conduits and Conduit Fittings | E80808 | 32 mm dia. Concealed conduit | NULL
EE_EE17_E80819_NULL | E | 32 mm dia. Flexible metallic conduit watertight | EE | ELECTRICAL | EE17 | Conduits and Conduit Fittings | E80819 | 32 mm dia. Flexible metallic conduit watertight | NULL
EE_EE17_E80857_NULL | E | 32 mm dia. Heavy saddles | EE | ELECTRICAL | EE17 | Conduits and Conduit Fittings | E80857 | 32 mm dia. Heavy saddles | NULL
EE_EE17_E80865_NULL | E | 32 mm dia. Ordinary Saddles | EE | ELECTRICAL | EE17 | Conduits and Conduit Fittings | E80865 | 32 mm dia. Ordinary Saddles | NULL
EE_EE17_E80829_NULL | E | 32 mm dia. Short length lead in tube | EE | ELECTRICAL | EE17 | Conduits and Conduit Fittings | E80829 | 32 mm dia. Short length lead in tube | NULL
EE_EE17_E80872_NULL | E | 32 mm dia. Solid couplers | EE | ELECTRICAL | EE17 | Conduits and Conduit Fittings | E80872 | 32 mm dia. Solid couplers | NULL
EE_EE17_E80811_NULL | E | 32 mm dia. Surface conduit | EE | ELECTRICAL | EE17 | Conduits and Conduit Fittings | E80811 | 32 mm dia. Surface conduit | NULL
EE_EE17_E80877_NULL | E | 32 mm dia. brass plug | EE | ELECTRICAL | EE17 | Conduits and Conduit Fittings | E80877 | 32 mm dia. brass plug | NULL
EE_EE17_E80825_NULL | E | 40 mm dia. Watertight flexible conduit w/P.V.C. | EE | ELECTRICAL | EE17 | Conduits and Conduit Fittings | E80825 | 40 mm dia. Watertight flexible conduit w/P.V.C. | NULL
EE_EE17_E80834_NULL | E | 40 mm dia. Adaptor for flex conduit | EE | ELECTRICAL | EE17 | Conduits and Conduit Fittings | E80834 | 40 mm dia. Adaptor for flex conduit | NULL
EE_EE17_E80839_NULL | E | 40 mm dia. Brass female bush | EE | ELECTRICAL | EE17 | Conduits and Conduit Fittings | E80839 | 40 mm dia. Brass female bush | NULL
EE_EE17_E80844_NULL | E | 40 mm dia. Brass male bush | EE | ELECTRICAL | EE17 | Conduits and Conduit Fittings | E80844 | 40 mm dia. Brass male bush | NULL
EE_EE17_E80820_NULL | E | 40 mm dia. Flexible metallic conduit watertight | EE | ELECTRICAL | EE17 | Conduits and Conduit Fittings | E80820 | 40 mm dia. Flexible metallic conduit watertight | NULL
EE_EE17_E80858_NULL | E | 40 mm dia. Heavy saddles | EE | ELECTRICAL | EE17 | Conduits and Conduit Fittings | E80858 | 40 mm dia. Heavy saddles | NULL
EE_EE17_E80866_NULL | E | 40 mm dia. Ordinary Saddles | EE | ELECTRICAL | EE17 | Conduits and Conduit Fittings | E80866 | 40 mm dia. Ordinary Saddles | NULL
EE_EE17_E80830_NULL | E | 40 mm dia. Short length lead in tube | EE | ELECTRICAL | EE17 | Conduits and Conduit Fittings | E80830 | 40 mm dia. Short length lead in tube | NULL
EE_EE17_E80873_NULL | E | 40 mm dia. Solid couplers | EE | ELECTRICAL | EE17 | Conduits and Conduit Fittings | E80873 | 40 mm dia. Solid couplers | NULL
EE_EE17_E80812_NULL | E | 40 mm dia. Surface conduit | EE | ELECTRICAL | EE17 | Conduits and Conduit Fittings | E80812 | 40 mm dia. Surface conduit | NULL
EE_EE17_E80878_NULL | E | 40 mm dia. brass plug | EE | ELECTRICAL | EE17 | Conduits and Conduit Fittings | E80878 | 40 mm dia. brass plug | NULL
EE_EE17_E80907_NULL | E | 450 x 300 mm metal cover plate | EE | ELECTRICAL | EE17 | Conduits and Conduit Fittings | E80907 | 450 x 300 mm metal cover plate | NULL
EE_EE17_E80888_NULL | E | 450 x 300 x 100 mm C I Oblong box | EE | ELECTRICAL | EE17 | Conduits and Conduit Fittings | E80888 | 450 x 300 x 100 mm C I Oblong box | NULL
EE_EE17_E80835_NULL | E | 50 mm dia. Adaptor for flex conduit | EE | ELECTRICAL | EE17 | Conduits and Conduit Fittings | E80835 | 50 mm dia. Adaptor for flex conduit | NULL
EE_EE17_E80840_NULL | E | 50 mm dia. Brass female bush | EE | ELECTRICAL | EE17 | Conduits and Conduit Fittings | E80840 | 50 mm dia. Brass female bush | NULL
EE_EE17_E80845_NULL | E | 50 mm dia. Brass male bush | EE | ELECTRICAL | EE17 | Conduits and Conduit Fittings | E80845 | 50 mm dia. Brass male bush | NULL
EE_EE17_E80821_NULL | E | 50 mm dia. Flexible metallic conduit watertight | EE | ELECTRICAL | EE17 | Conduits and Conduit Fittings | E80821 | 50 mm dia. Flexible metallic conduit watertight | NULL
EE_EE17_E80859_NULL | E | 50 mm dia. Heavy saddles | EE | ELECTRICAL | EE17 | Conduits and Conduit Fittings | E80859 | 50 mm dia. Heavy saddles | NULL
EE_EE17_E80867_NULL | E | 50 mm dia. Ordinary Saddles | EE | ELECTRICAL | EE17 | Conduits and Conduit Fittings | E80867 | 50 mm dia. Ordinary Saddles | NULL
EE_EE17_E80874_NULL | E | 50 mm dia. Solid couplers | EE | ELECTRICAL | EE17 | Conduits and Conduit Fittings | E80874 | 50 mm dia. Solid couplers | NULL
EE_EE17_E80813_NULL | E | 50 mm dia. Surface conduit | EE | ELECTRICAL | EE17 | Conduits and Conduit Fittings | E80813 | 50 mm dia. Surface conduit | NULL
EE_EE17_E80826_NULL | E | 50 mm dia. Watertight flexible conduit w/P.V.C. | EE | ELECTRICAL | EE17 | Conduits and Conduit Fittings | E80826 | 50 mm dia. Watertight flexible conduit w/P.V.C. | NULL
EE_EE17_E80879_NULL | E | 50 mm dia. brass plug | EE | ELECTRICAL | EE17 | Conduits and Conduit Fittings | E80879 | 50 mm dia. brass plug | NULL
EE_EE17_E80899_NULL | E | 75 x 75 mm metal cover plate | EE | ELECTRICAL | EE17 | Conduits and Conduit Fittings | E80899 | 75 x 75 mm metal cover plate | NULL
EE_EE17_E80894_NULL | E | 75 x 75 x 44 mm PVC box c/w cover | EE | ELECTRICAL | EE17 | Conduits and Conduit Fittings | E80894 | 75 x 75 x 44 mm PVC box c/w cover | NULL
EE_EE17_E80880_NULL | E | 75 x 75 x 50 mm C I sq box | EE | ELECTRICAL | EE17 | Conduits and Conduit Fittings | E80880 | 75 x 75 x 50 mm C I sq box | NULL
EE_EE17_E80889_NULL | E | 75 x 75 x 50 mm Sh steel sq box | EE | ELECTRICAL | EE17 | Conduits and Conduit Fittings | E80889 | 75 x 75 x 50 mm Sh steel sq box | NULL
EE_EE17_E80854_NULL | E | Break joint ring, galv. iron | EE | ELECTRICAL | EE17 | Conduits and Conduit Fittings | E80854 | Break joint ring, galv. iron | NULL
EE_EE17_E80853_NULL | E | Lids and screws for B.E.S.A. boxes | EE | ELECTRICAL | EE17 | Conduits and Conduit Fittings | E80853 | Lids and screws for B.E.S.A. boxes | NULL
EE_EE17_E80869_NULL | E | Lock nut, milled edge, round 20 mm E.T. | EE | ELECTRICAL | EE17 | Conduits and Conduit Fittings | E80869 | Lock nut, milled edge, round 20 mm E.T. | NULL
EE_EE17_E80868_NULL | E | Nipple, screwed, 20 mm E.T. | EE | ELECTRICAL | EE17 | Conduits and Conduit Fittings | E80868 | Nipple, screwed, 20 mm E.T. | NULL
EE_EE17_E80846_NULL | E | Rubber grommet 20 mm dia. | EE | ELECTRICAL | EE17 | Conduits and Conduit Fittings | E80846 | Rubber grommet 20 mm dia. | NULL
EE_EE17_E80847_NULL | E | Rubber grommet 25 mm dia. | EE | ELECTRICAL | EE17 | Conduits and Conduit Fittings | E80847 | Rubber grommet 25 mm dia. | NULL
EE_EE17_E80849_NULL | E | Rubber grommet 40 mm dia. | EE | ELECTRICAL | EE17 | Conduits and Conduit Fittings | E80849 | Rubber grommet 40 mm dia. | NULL
EE_EE17_E80850_NULL | E | Rubber grommet 50 mm dia. | EE | ELECTRICAL | EE17 | Conduits and Conduit Fittings | E80850 | Rubber grommet 50 mm dia. | NULL
EE_EE17_E80848_NULL | E | Rubber grommet32 mm dia. | EE | ELECTRICAL | EE17 | Conduits and Conduit Fittings | E80848 | Rubber grommet32 mm dia. | NULL
EE_EE17_E80860_NULL | E | Saddles for 20 mm dia PVC conduit | EE | ELECTRICAL | EE17 | Conduits and Conduit Fittings | E80860 | Saddles for 20 mm dia PVC conduit | NULL
EE_EE17_E80861_NULL | E | Saddles for25 mm dia PVC conduit | EE | ELECTRICAL | EE17 | Conduits and Conduit Fittings | E80861 | Saddles for25 mm dia PVC conduit | NULL
EE_EE17_E80862_NULL | E | Saddles for32 mm dia PVC conduit | EE | ELECTRICAL | EE17 | Conduits and Conduit Fittings | E80862 | Saddles for32 mm dia PVC conduit | NULL
EE_EE17_E80898_NULL | E | Surface 1 g 35 mm switch or socket box | EE | ELECTRICAL | EE17 | Conduits and Conduit Fittings | E80898 | Surface 1 g 35 mm switch or socket box | NULL
EE_EE23_NULL_NULL | E | Contactors | EE | ELECTRICAL | EE23 | Contactors | NULL |  | NULL
EE_EE23_E81090_NULL | E | 30/40 Amp. 4P Contactor | EE | ELECTRICAL | EE23 | Contactors | E81090 | 30/40 Amp. 4P Contactor | NULL
EE_EE23_E81091_NULL | E | 60 Amp. 4P Contactor | EE | ELECTRICAL | EE23 | Contactors | E81091 | 60 Amp. 4P Contactor | NULL
EE_EE23_E81092_NULL | E | 80/100 Amp. 4P Contactor | EE | ELECTRICAL | EE23 | Contactors | E81092 | 80/100 Amp. 4P Contactor | NULL
EE_EE23_E81093_NULL | E | Metal box for 30/40 A 4P contactor | EE | ELECTRICAL | EE23 | Contactors | E81093 | Metal box for 30/40 A 4P contactor | NULL
EE_EE23_E81094_NULL | E | Metal box for 60 Amp. 4P contactor | EE | ELECTRICAL | EE23 | Contactors | E81094 | Metal box for 60 Amp. 4P contactor | NULL
EE_EE23_E81095_NULL | E | Metal box for 80/100 A 4P contactor | EE | ELECTRICAL | EE23 | Contactors | E81095 | Metal box for 80/100 A 4P contactor | NULL
EE_EE21_NULL_NULL | E | Distribution Boards | EE | ELECTRICAL | EE21 | Distribution Boards | NULL |  | NULL
EE_EE21_E81016_NULL | E | 10 way S.P. & N. 20/32 A fuse board | EE | ELECTRICAL | EE21 | Distribution Boards | E81016 | 10 way S.P. & N. 20/32 A fuse board | NULL
EE_EE21_E81044_NULL | E | 100 A D.P.all insulated switch | EE | ELECTRICAL | EE21 | Distribution Boards | E81044 | 100 A D.P.all insulated switch | NULL
EE_EE21_E81017_NULL | E | 12 way S.P. & N. 20/32 A fuse board | EE | ELECTRICAL | EE21 | Distribution Boards | E81017 | 12 way S.P. & N. 20/32 A fuse board | NULL
EE_EE21_E81018_NULL | E | 2 way T.P. & N. 20/32 A fuse board | EE | ELECTRICAL | EE21 | Distribution Boards | E81018 | 2 way T.P. & N. 20/32 A fuse board | NULL
EE_EE21_E81022_NULL | E | 2 way T.P. & N. 63 A fuse board | EE | ELECTRICAL | EE21 | Distribution Boards | E81022 | 2 way T.P. & N. 63 A fuse board | NULL
EE_EE21_E81045_NULL | E | 30A D.P. all insulated switch | EE | ELECTRICAL | EE21 | Distribution Boards | E81045 | 30A D.P. all insulated switch | NULL
EE_EE21_E81013_NULL | E | 4 way S.P. & N. 20/32 A fuse board | EE | ELECTRICAL | EE21 | Distribution Boards | E81013 | 4 way S.P. & N. 20/32 A fuse board | NULL
EE_EE21_E81019_NULL | E | 4 way T.P. & N. 20/32 A fuse board | EE | ELECTRICAL | EE21 | Distribution Boards | E81019 | 4 way T.P. & N. 20/32 A fuse board | NULL
EE_EE21_E81023_NULL | E | 4 way T.P. & N. 63 A fuse board | EE | ELECTRICAL | EE21 | Distribution Boards | E81023 | 4 way T.P. & N. 63 A fuse board | NULL
EE_EE21_E81042_NULL | E | 5/10/15/20/30/50/60 Amp. S.P. C50 MCB | EE | ELECTRICAL | EE21 | Distribution Boards | E81042 | 5/10/15/20/30/50/60 Amp. S.P. C50 MCB | NULL
EE_EE21_E81043_NULL | E | 5/10/15/20/30/50/60 Amp. T.P. C50 MCB | EE | ELECTRICAL | EE21 | Distribution Boards | E81043 | 5/10/15/20/30/50/60 Amp. T.P. C50 MCB | NULL
EE_EE21_E81049_NULL | E | 5/10/16/20/32/50/63 A D.P. T2 M6 MCB | EE | ELECTRICAL | EE21 | Distribution Boards | E81049 | 5/10/16/20/32/50/63 A D.P. T2 M6 MCB | NULL
EE_EE21_E81048_NULL | E | 5/10/16/20/32/50/63 A S.P. T2 M6 MCB | EE | ELECTRICAL | EE21 | Distribution Boards | E81048 | 5/10/16/20/32/50/63 A S.P. T2 M6 MCB | NULL
EE_EE21_E81050_NULL | E | 5/10/16/20/32/50/63 A T.P. T2 M6 MCB | EE | ELECTRICAL | EE21 | Distribution Boards | E81050 | 5/10/16/20/32/50/63 A T.P. T2 M6 MCB | NULL
EE_EE21_E81014_NULL | E | 6 way S.P. & N. 20/32 A fuse board | EE | ELECTRICAL | EE21 | Distribution Boards | E81014 | 6 way S.P. & N. 20/32 A fuse board | NULL
EE_EE21_E81020_NULL | E | 6 way T.P. & N. 20/32 A fuse board | EE | ELECTRICAL | EE21 | Distribution Boards | E81020 | 6 way T.P. & N. 20/32 A fuse board | NULL
EE_EE21_E81024_NULL | E | 6 way T.P. & N. 63 A fuse board | EE | ELECTRICAL | EE21 | Distribution Boards | E81024 | 6 way T.P. & N. 63 A fuse board | NULL
EE_EE21_E81015_NULL | E | 8 way S.P. & N. 20/32 A fuse board | EE | ELECTRICAL | EE21 | Distribution Boards | E81015 | 8 way S.P. & N. 20/32 A fuse board | NULL
EE_EE21_E81021_NULL | E | 8 way T.P. & N. 20/32 A fuse board | EE | ELECTRICAL | EE21 | Distribution Boards | E81021 | 8 way T.P. & N. 20/32 A fuse board | NULL
EE_EE21_E81068_NULL | E | Back plate for mounting 1 - 3 M.C.B. | EE | ELECTRICAL | EE21 | Distribution Boards | E81068 | Back plate for mounting 1 - 3 M.C.B. | NULL
EE_EE21_E81067_NULL | E | Blanking plate for MCB bd | EE | ELECTRICAL | EE21 | Distribution Boards | E81067 | Blanking plate for MCB bd | NULL
EE_EE21_E81066_NULL | E | Cable clamp for MCB bd | EE | ELECTRICAL | EE21 | Distribution Boards | E81066 | Cable clamp for MCB bd | NULL
EE_EE21_E81027_NULL | E | Metal box for 32 A S.P. & N. 10 - 12 way | EE | ELECTRICAL | EE21 | Distribution Boards | E81027 | Metal box for 32 A S.P. & N. 10 - 12 way | NULL
EE_EE21_E81025_NULL | E | Metal box for 32 A S.P. & N. 4 - 6 way | EE | ELECTRICAL | EE21 | Distribution Boards | E81025 | Metal box for 32 A S.P. & N. 4 - 6 way | NULL
EE_EE21_E81026_NULL | E | Metal box for 32 A S.P. & N. 7 - 9 way | EE | ELECTRICAL | EE21 | Distribution Boards | E81026 | Metal box for 32 A S.P. & N. 7 - 9 way | NULL
EE_EE21_E81028_NULL | E | Metal box for 32 A T.P. & N. 2 4 way | EE | ELECTRICAL | EE21 | Distribution Boards | E81028 | Metal box for 32 A T.P. & N. 2 4 way | NULL
EE_EE21_E81029_NULL | E | Metal box for 63 A T.P. & N. 4 way | EE | ELECTRICAL | EE21 | Distribution Boards | E81029 | Metal box for 63 A T.P. & N. 4 way | NULL
EE_EE21_E81031_NULL | E | Metal box for 63 A T.P. & N. 8 way | EE | ELECTRICAL | EE21 | Distribution Boards | E81031 | Metal box for 63 A T.P. & N. 8 way | NULL
EE_EE21_E81030_NULL | E | Metal box for 63 AT.P. & N. 6 way | EE | ELECTRICAL | EE21 | Distribution Boards | E81030 | Metal box for 63 AT.P. & N. 6 way | NULL
EE_EE21_E81038_NULL | E | S.P. & N 14 way C50 MCB bd surface | EE | ELECTRICAL | EE21 | Distribution Boards | E81038 | S.P. & N 14 way C50 MCB bd surface | NULL
EE_EE21_E81054_NULL | E | S.P. & N 15 ways T2 M6 MCB bd surface | EE | ELECTRICAL | EE21 | Distribution Boards | E81054 | S.P. & N 15 ways T2 M6 MCB bd surface | NULL
EE_EE21_E81047_NULL | E | S.P. & N. 1 - 3 way locally made MCB bd | EE | ELECTRICAL | EE21 | Distribution Boards | E81047 | S.P. & N. 1 - 3 way locally made MCB bd | NULL
EE_EE21_E81034_NULL | E | S.P. & N. 10 - 12 way C50 MCB bd flush | EE | ELECTRICAL | EE21 | Distribution Boards | E81034 | S.P. & N. 10 - 12 way C50 MCB bd flush | NULL
EE_EE21_E81037_NULL | E | S.P. & N. 10 - 13 way C50 MCB bd surface | EE | ELECTRICAL | EE21 | Distribution Boards | E81037 | S.P. & N. 10 - 13 way C50 MCB bd surface | NULL
EE_EE21_E81053_NULL | E | S.P. & N. 12 ways T2 M6 MCB bd surface | EE | ELECTRICAL | EE21 | Distribution Boards | E81053 | S.P. & N. 12 ways T2 M6 MCB bd surface | NULL
EE_EE21_E81032_NULL | E | S.P. & N. 4 - 6 way C50 MCB bd flush | EE | ELECTRICAL | EE21 | Distribution Boards | E81032 | S.P. & N. 4 - 6 way C50 MCB bd flush | NULL
EE_EE21_E81035_NULL | E | S.P. & N. 4 - 6 way C50 MCB bd surface | EE | ELECTRICAL | EE21 | Distribution Boards | E81035 | S.P. & N. 4 - 6 way C50 MCB bd surface | NULL
EE_EE21_E81051_NULL | E | S.P. & N. 6 ways T2 M6 MCB bd surface | EE | ELECTRICAL | EE21 | Distribution Boards | E81051 | S.P. & N. 6 ways T2 M6 MCB bd surface | NULL
EE_EE21_E81055_NULL | E | S.P. & N. 6 ways T2 M6 MCB bd w/rccb surface | EE | ELECTRICAL | EE21 | Distribution Boards | E81055 | S.P. & N. 6 ways T2 M6 MCB bd w/rccb surface | NULL
EE_EE21_E81033_NULL | E | S.P. & N. 7 - 9 way C50 MCB bd flush | EE | ELECTRICAL | EE21 | Distribution Boards | E81033 | S.P. & N. 7 - 9 way C50 MCB bd flush | NULL
EE_EE21_E81036_NULL | E | S.P. & N. 7 - 9 way C50 MCB bd surface | EE | ELECTRICAL | EE21 | Distribution Boards | E81036 | S.P. & N. 7 - 9 way C50 MCB bd surface | NULL
EE_EE21_E81056_NULL | E | S.P. & N. 8 ways T2 M6 MCB bd w/rccb surface | EE | ELECTRICAL | EE21 | Distribution Boards | E81056 | S.P. & N. 8 ways T2 M6 MCB bd w/rccb surface | NULL
EE_EE21_E81052_NULL | E | S.P. & N. 9 ways T2 M6 MCB bd surface | EE | ELECTRICAL | EE21 | Distribution Boards | E81052 | S.P. & N. 9 ways T2 M6 MCB bd surface | NULL
EE_EE21_E81058_NULL | E | SP&N 4+4 ways T2 M6 MCB bd split bar | EE | ELECTRICAL | EE21 | Distribution Boards | E81058 | SP&N 4+4 ways T2 M6 MCB bd split bar | NULL
EE_EE21_E81057_NULL | E | SP&N 5+3/6+2 ways T2 M6 MCB bd split bar | EE | ELECTRICAL | EE21 | Distribution Boards | E81057 | SP&N 5+3/6+2 ways T2 M6 MCB bd split bar | NULL
EE_EE21_E81059_NULL | E | SP&N 6+6 ways T2 M6 MCB bd split bar | EE | ELECTRICAL | EE21 | Distribution Boards | E81059 | SP&N 6+6 ways T2 M6 MCB bd split bar | NULL
EE_EE21_E81041_NULL | E | T.P. & N. 12 way C50/F60 MCB bd surface | EE | ELECTRICAL | EE21 | Distribution Boards | E81041 | T.P. & N. 12 way C50/F60 MCB bd surface | NULL
EE_EE21_E81046_NULL | E | T.P. & N. 2 way locally made MCB bd | EE | ELECTRICAL | EE21 | Distribution Boards | E81046 | T.P. & N. 2 way locally made MCB bd | NULL
EE_EE21_E81039_NULL | E | T.P. & N. 4 way C50/F60 MCB bd surface | EE | ELECTRICAL | EE21 | Distribution Boards | E81039 | T.P. & N. 4 way C50/F60 MCB bd surface | NULL
EE_EE21_E81060_NULL | E | T.P. & N. 4 ways T2 M6 MCB bd | EE | ELECTRICAL | EE21 | Distribution Boards | E81060 | T.P. & N. 4 ways T2 M6 MCB bd | NULL
EE_EE21_E81061_NULL | E | T.P. & N. 4 ways T2 M6 MCB bd TP isolator | EE | ELECTRICAL | EE21 | Distribution Boards | E81061 | T.P. & N. 4 ways T2 M6 MCB bd TP isolator | NULL
EE_EE21_E81062_NULL | E | T.P. & N. 6 ways T2 M6 MCB bd | EE | ELECTRICAL | EE21 | Distribution Boards | E81062 | T.P. & N. 6 ways T2 M6 MCB bd | NULL
EE_EE21_E81063_NULL | E | T.P. & N. 6 ways T2 M6 MCB bd TP isolator | EE | ELECTRICAL | EE21 | Distribution Boards | E81063 | T.P. & N. 6 ways T2 M6 MCB bd TP isolator | NULL
EE_EE21_E81040_NULL | E | T.P. & N. 8 way C50/F60 MCB bd surface | EE | ELECTRICAL | EE21 | Distribution Boards | E81040 | T.P. & N. 8 way C50/F60 MCB bd surface | NULL
EE_EE21_E81064_NULL | E | T.P. & N. 8 ways T2 M6 MCB bd | EE | ELECTRICAL | EE21 | Distribution Boards | E81064 | T.P. & N. 8 ways T2 M6 MCB bd | NULL
EE_EE21_E81065_NULL | E | T.P. & N. 8 ways T2 M6 MCB bd TP isolator | EE | ELECTRICAL | EE21 | Distribution Boards | E81065 | T.P. & N. 8 ways T2 M6 MCB bd TP isolator | NULL
EE_EE28_NULL_NULL | E | E.L.V. Terminal Units | EE | ELECTRICAL | EE28 | E.L.V. Terminal Units | NULL |  | NULL
EE_EE28_E81169_NULL | E | EXTRA low voltage terminal unit | EE | ELECTRICAL | EE28 | E.L.V. Terminal Units | E81169 | EXTRA low voltage terminal unit | NULL
EE_EE11_NULL_NULL | E | Earthing & Lighnting Conductor Fittings | EE | ELECTRICAL | EE11 | Earthing & Lighnting Conductor Fittings | NULL |  | NULL
EE_EE11_E80537_NULL | E | Air terminal with 16 mm dia. rod 1000 mm long | EE | ELECTRICAL | EE11 | Earthing & Lighnting Conductor Fittings | E80537 | Air terminal with 16 mm dia. rod 1000 mm long | NULL
EE_EE11_E80535_NULL | E | Air terminal with 16 mm dia. rod 300 mm long | EE | ELECTRICAL | EE11 | Earthing & Lighnting Conductor Fittings | E80535 | Air terminal with 16 mm dia. rod 300 mm long | NULL
EE_EE11_E80536_NULL | E | Air terminal with 16 mm dia. rod 500 mm long | EE | ELECTRICAL | EE11 | Earthing & Lighnting Conductor Fittings | E80536 | Air terminal with 16 mm dia. rod 500 mm long | NULL
EE_EE11_E80538_NULL | E | Air terminal with 20 mm dia. rod 1000 mm long | EE | ELECTRICAL | EE11 | Earthing & Lighnting Conductor Fittings | E80538 | Air terminal with 20 mm dia. rod 1000 mm long | NULL
EE_EE11_E80545_NULL | E | Ammonium chloride Per kg | EE | ELECTRICAL | EE11 | Earthing & Lighnting Conductor Fittings | E80545 | Ammonium chloride Per kg | NULL
EE_EE11_E80547_NULL | E | Bentonite Per kg | EE | ELECTRICAL | EE11 | Earthing & Lighnting Conductor Fittings | E80547 | Bentonite Per kg | NULL
EE_EE11_E80544_NULL | E | Charcoal Per kg | EE | ELECTRICAL | EE11 | Earthing & Lighnting Conductor Fittings | E80544 | Charcoal Per kg | NULL
EE_EE11_E80542_NULL | E | Cir plate type test clamp for 25 mm tape | EE | ELECTRICAL | EE11 | Earthing & Lighnting Conductor Fittings | E80542 | Cir plate type test clamp for 25 mm tape | NULL
EE_EE11_E80543_NULL | E | Connector clamp for 16/20/25 mm dia | EE | ELECTRICAL | EE11 | Earthing & Lighnting Conductor Fittings | E80543 | Connector clamp for 16/20/25 mm dia | NULL
EE_EE11_E80528_NULL | E | Copper earth plate 600 x 600 mm | EE | ELECTRICAL | EE11 | Earthing & Lighnting Conductor Fittings | E80528 | Copper earth plate 600 x 600 mm | NULL
EE_EE11_E80529_NULL | E | Copper earth plate 900 x 900 mm | EE | ELECTRICAL | EE11 | Earthing & Lighnting Conductor Fittings | E80529 | Copper earth plate 900 x 900 mm | NULL
EE_EE11_E80546_NULL | E | Copper sulphate Per kg | EE | ELECTRICAL | EE11 | Earthing & Lighnting Conductor Fittings | E80546 | Copper sulphate Per kg | NULL
EE_EE11_E80524_NULL | E | Copper tape 20 x 3 mm in trench or duct | EE | ELECTRICAL | EE11 | Earthing & Lighnting Conductor Fittings | E80524 | Copper tape 20 x 3 mm in trench or duct | NULL
EE_EE11_E80521_NULL | E | Copper tape 20 x 3 mm w/clips | EE | ELECTRICAL | EE11 | Earthing & Lighnting Conductor Fittings | E80521 | Copper tape 20 x 3 mm w/clips | NULL
EE_EE11_E80525_NULL | E | Copper tape 25 x 3 mm in trench or duct | EE | ELECTRICAL | EE11 | Earthing & Lighnting Conductor Fittings | E80525 | Copper tape 25 x 3 mm in trench or duct | NULL
EE_EE11_E80522_NULL | E | Copper tape 25 x 3 mm w/clips earthing | EE | ELECTRICAL | EE11 | Earthing & Lighnting Conductor Fittings | E80522 | Copper tape 25 x 3 mm w/clips earthing | NULL
EE_EE11_E80523_NULL | E | Copper tape 25 x 3 mm w/saddles lightning | EE | ELECTRICAL | EE11 | Earthing & Lighnting Conductor Fittings | E80523 | Copper tape 25 x 3 mm w/saddles lightning | NULL
EE_EE11_E80531_NULL | E | Earth clip 25 - 38 mm dia. | EE | ELECTRICAL | EE11 | Earthing & Lighnting Conductor Fittings | E80531 | Earth clip 25 - 38 mm dia. | NULL
EE_EE11_E80532_NULL | E | Earth clip 38 - 75 mm dia. | EE | ELECTRICAL | EE11 | Earthing & Lighnting Conductor Fittings | E80532 | Earth clip 38 - 75 mm dia. | NULL
EE_EE11_E80530_NULL | E | Earth clip <25 mm dia. | EE | ELECTRICAL | EE11 | Earthing & Lighnting Conductor Fittings | E80530 | Earth clip <25 mm dia. | NULL
EE_EE11_E80527_NULL | E | Earth rod 16 mm dia. 1.2 m | EE | ELECTRICAL | EE11 | Earthing & Lighnting Conductor Fittings | E80527 | Earth rod 16 mm dia. 1.2 m | NULL
EE_EE11_E80526_NULL | E | Earth rod 16 mm dia. 2.4 m | EE | ELECTRICAL | EE11 | Earthing & Lighnting Conductor Fittings | E80526 | Earth rod 16 mm dia. 2.4 m | NULL
EE_EE11_E80539_NULL | E | Multi pointed air terminal c/w 300 - 600 mm | EE | ELECTRICAL | EE11 | Earthing & Lighnting Conductor Fittings | E80539 | Multi pointed air terminal c/w 300 - 600 mm | NULL
EE_EE11_E80534_NULL | E | Saddle for securing tape | EE | ELECTRICAL | EE11 | Earthing & Lighnting Conductor Fittings | E80534 | Saddle for securing tape | NULL
EE_EE11_E80533_NULL | E | Tape clip for tape 25 x 3 mm wide | EE | ELECTRICAL | EE11 | Earthing & Lighnting Conductor Fittings | E80533 | Tape clip for tape 25 x 3 mm wide | NULL
EE_EE11_E80540_NULL | E | Tape connection for 25 mm tape | EE | ELECTRICAL | EE11 | Earthing & Lighnting Conductor Fittings | E80540 | Tape connection for 25 mm tape | NULL
EE_EE11_E80541_NULL | E | Tape to plate connector | EE | ELECTRICAL | EE11 | Earthing & Lighnting Conductor Fittings | E80541 | Tape to plate connector | NULL
EE_EE29_NULL_NULL | E | Electrical Appliances | EE | ELECTRICAL | EE29 | Electrical Appliances | NULL |  | NULL
EE_EE29_E81189_NULL | E | Ceiling fan 1400 mm | EE | ELECTRICAL | EE29 | Electrical Appliances | E81189 | Ceiling fan 1400 mm | NULL
EE_EE29_E81188_NULL | E | Ceiling fan 900/1200 mm | EE | ELECTRICAL | EE29 | Electrical Appliances | E81188 | Ceiling fan 900/1200 mm | NULL
EE_EE29_E81181_NULL | E | Convector heater, 1kW | EE | ELECTRICAL | EE29 | Electrical Appliances | E81181 | Convector heater, 1kW | NULL
EE_EE29_E81184_NULL | E | Domestic refrigerator, 180 litre | EE | ELECTRICAL | EE29 | Electrical Appliances | E81184 | Domestic refrigerator, 180 litre | NULL
EE_EE29_E81185_NULL | E | Domestic refrigerator, 280 litre | EE | ELECTRICAL | EE29 | Electrical Appliances | E81185 | Domestic refrigerator, 280 litre | NULL
EE_EE29_E81186_NULL | E | Domestic refrigerator, 350 litre | EE | ELECTRICAL | EE29 | Electrical Appliances | E81186 | Domestic refrigerator, 350 litre | NULL
EE_EE29_E81171_NULL | E | Electric Cooker 2 rings | EE | ELECTRICAL | EE29 | Electrical Appliances | E81171 | Electric Cooker 2 rings | NULL
EE_EE29_E81170_NULL | E | Electric Cooker 3 or 4 rings | EE | ELECTRICAL | EE29 | Electrical Appliances | E81170 | Electric Cooker 3 or 4 rings | NULL
EE_EE29_E81172_NULL | E | Electric Cooker Control Switch | EE | ELECTRICAL | EE29 | Electrical Appliances | E81172 | Electric Cooker Control Switch | NULL
EE_EE29_E81179_NULL | E | Electric fire, 1 kW, wall mounted | EE | ELECTRICAL | EE29 | Electrical Appliances | E81179 | Electric fire, 1 kW, wall mounted | NULL
EE_EE29_E81198_NULL | E | Exhaust fan c/w louvre/shutter 250 mm dia | EE | ELECTRICAL | EE29 | Electrical Appliances | E81198 | Exhaust fan c/w louvre/shutter 250 mm dia | NULL
EE_EE29_E81199_NULL | E | Exhaust fan c/w louvre/shutter 300 mm dia | EE | ELECTRICAL | EE29 | Electrical Appliances | E81199 | Exhaust fan c/w louvre/shutter 300 mm dia | NULL
EE_EE29_E81200_NULL | E | Exhaust fan, propeller 300 mm dia | EE | ELECTRICAL | EE29 | Electrical Appliances | E81200 | Exhaust fan, propeller 300 mm dia | NULL
EE_EE29_E81201_NULL | E | Exhaust fan, propeller 450 mm dia | EE | ELECTRICAL | EE29 | Electrical Appliances | E81201 | Exhaust fan, propeller 450 mm dia | NULL
EE_EE29_E81183_NULL | E | Hand dryer | EE | ELECTRICAL | EE29 | Electrical Appliances | E81183 | Hand dryer | NULL
EE_EE29_E81194_NULL | E | Orbital fan ceiling/wall mt c/w reg 400 mm dia | EE | ELECTRICAL | EE29 | Electrical Appliances | E81194 | Orbital fan ceiling/wall mt c/w reg 400 mm dia | NULL
EE_EE29_E81180_NULL | E | Radiator, 2kW, oil filled | EE | ELECTRICAL | EE29 | Electrical Appliances | E81180 | Radiator, 2kW, oil filled | NULL
EE_EE29_E81190_NULL | E | Regulator for ceiling fan | EE | ELECTRICAL | EE29 | Electrical Appliances | E81190 | Regulator for ceiling fan | NULL
EE_EE29_E81187_NULL | E | Tea urn, electric, 18 litre | EE | ELECTRICAL | EE29 | Electrical Appliances | E81187 | Tea urn, electric, 18 litre | NULL
EE_EE29_E81178_NULL | E | Tubular heater, 1200 mm | EE | ELECTRICAL | EE29 | Electrical Appliances | E81178 | Tubular heater, 1200 mm | NULL
EE_EE29_E81176_NULL | E | Tubular heater, 300 mm | EE | ELECTRICAL | EE29 | Electrical Appliances | E81176 | Tubular heater, 300 mm | NULL
EE_EE29_E81177_NULL | E | Tubular heater, 600 mm | EE | ELECTRICAL | EE29 | Electrical Appliances | E81177 | Tubular heater, 600 mm | NULL
EE_EE29_E81182_NULL | E | Wall clock 300 mm battery operated quartz | EE | ELECTRICAL | EE29 | Electrical Appliances | E81182 | Wall clock 300 mm battery operated quartz | NULL
EE_EE29_E81191_NULL | E | Wall mounted fan 400 mm dia | EE | ELECTRICAL | EE29 | Electrical Appliances | E81191 | Wall mounted fan 400 mm dia | NULL
EE_EE29_E81192_NULL | E | Wall mounted fan 500 mm dia | EE | ELECTRICAL | EE29 | Electrical Appliances | E81192 | Wall mounted fan 500 mm dia | NULL
EE_EE29_E81193_NULL | E | Wall mounted fan with wire guard 630 mm dia | EE | ELECTRICAL | EE29 | Electrical Appliances | E81193 | Wall mounted fan with wire guard 630 mm dia | NULL
EE_EE29_E81173_NULL | E | Water heater, instantaneous, 10 litre | EE | ELECTRICAL | EE29 | Electrical Appliances | E81173 | Water heater, instantaneous, 10 litre | NULL
EE_EE29_E81175_NULL | E | Water heater, storage, 135 litre | EE | ELECTRICAL | EE29 | Electrical Appliances | E81175 | Water heater, storage, 135 litre | NULL
EE_EE29_E81174_NULL | E | Water heater, storage, 90 litre | EE | ELECTRICAL | EE29 | Electrical Appliances | E81174 | Water heater, storage, 90 litre | NULL
EE_EE29_E81197_NULL | E | Xpelair fan GX12 300 mm dia | EE | ELECTRICAL | EE29 | Electrical Appliances | E81197 | Xpelair fan GX12 300 mm dia | NULL
EE_EE29_E81195_NULL | E | Xpelair fan GX6 150 mm dia | EE | ELECTRICAL | EE29 | Electrical Appliances | E81195 | Xpelair fan GX6 150 mm dia | NULL
EE_EE29_E81196_NULL | E | Xpelair fan GX9 230 mm dia | EE | ELECTRICAL | EE29 | Electrical Appliances | E81196 | Xpelair fan GX9 230 mm dia | NULL
EE_EE04_NULL_NULL | E | Fluorescent Lighting Fittings | EE | ELECTRICAL | EE04 | Fluorescent Lighting Fittings | NULL |  | NULL
EE_EE04_E80167_NULL | E | Capacitors for 20 /30/40W | EE | ELECTRICAL | EE04 | Fluorescent Lighting Fittings | E80167 | Capacitors for 20 /30/40W | NULL
EE_EE04_E80168_NULL | E | Capacitors for 65/80W | EE | ELECTRICAL | EE04 | Fluorescent Lighting Fittings | E80168 | Capacitors for 65/80W | NULL
EE_EE04_E80171_NULL | E | Choke for 20/30 /40W | EE | ELECTRICAL | EE04 | Fluorescent Lighting Fittings | E80171 | Choke for 20/30 /40W | NULL
EE_EE04_E80172_NULL | E | Choke for1500 mm, 65/80 watt, single | EE | ELECTRICAL | EE04 | Fluorescent Lighting Fittings | E80172 | Choke for1500 mm, 65/80 watt, single | NULL
EE_EE04_E80150_NULL | E | Emergency fluo lighting 'Exit' sign box 1200 mm | EE | ELECTRICAL | EE04 | Fluorescent Lighting Fittings | E80150 | Emergency fluo lighting 'Exit' sign box 1200 mm | NULL
EE_EE04_E80148_NULL | E | Emergency fluo lighting 'Exit' sign box 600 mm | EE | ELECTRICAL | EE04 | Fluorescent Lighting Fittings | E80148 | Emergency fluo lighting 'Exit' sign box 600 mm | NULL
EE_EE04_E80149_NULL | E | Emergency fluo lighting 'Exit' sign box 900 mm | EE | ELECTRICAL | EE04 | Fluorescent Lighting Fittings | E80149 | Emergency fluo lighting 'Exit' sign box 900 mm | NULL
EE_EE04_E80090_NULL | E | Fluo fitting 600 mm batten SFA 50 | EE | ELECTRICAL | EE04 | Fluorescent Lighting Fittings | E80090 | Fluo fitting 600 mm batten SFA 50 | NULL
EE_EE04_E80141_NULL | E | Fluo Ftg 1 x 8W emergency fluo bulkhead IP65 | EE | ELECTRICAL | EE04 | Fluorescent Lighting Fittings | E80141 | Fluo Ftg 1 x 8W emergency fluo bulkhead IP65 | NULL
EE_EE04_E80130_NULL | E | Fluo Ftg 1200 mm single c/r IP65 | EE | ELECTRICAL | EE04 | Fluorescent Lighting Fittings | E80130 | Fluo Ftg 1200 mm single c/r IP65 | NULL
EE_EE04_E80131_NULL | E | Fluo Ftg 1200 mm twin c/r IP65 | EE | ELECTRICAL | EE04 | Fluorescent Lighting Fittings | E80131 | Fluo Ftg 1200 mm twin c/r IP65 | NULL
EE_EE04_E80145_NULL | E | Fluo Ftg 1200 mm, single emergency c/r IP65 | EE | ELECTRICAL | EE04 | Fluorescent Lighting Fittings | E80145 | Fluo Ftg 1200 mm, single emergency c/r IP65 | NULL
EE_EE04_E80144_NULL | E | Fluo Ftg 1200 mm, single emergency fitting | EE | ELECTRICAL | EE04 | Fluorescent Lighting Fittings | E80144 | Fluo Ftg 1200 mm, single emergency fitting | NULL
EE_EE04_E80132_NULL | E | Fluo Ftg 1500 mm single, c/r IP65 | EE | ELECTRICAL | EE04 | Fluorescent Lighting Fittings | E80132 | Fluo Ftg 1500 mm single, c/r IP65 | NULL
EE_EE04_E80133_NULL | E | Fluo Ftg 1500 mm twin c/r IP65 | EE | ELECTRICAL | EE04 | Fluorescent Lighting Fittings | E80133 | Fluo Ftg 1500 mm twin c/r IP65 | NULL
EE_EE04_E80146_NULL | E | Fluo Ftg 1500, single, emergency fitting | EE | ELECTRICAL | EE04 | Fluorescent Lighting Fittings | E80146 | Fluo Ftg 1500, single, emergency fitting | NULL
EE_EE04_E80134_NULL | E | Fluo Ftg 18W single, flameproof IP66 | EE | ELECTRICAL | EE04 | Fluorescent Lighting Fittings | E80134 | Fluo Ftg 18W single, flameproof IP66 | NULL
EE_EE04_E80135_NULL | E | Fluo Ftg 2 x 18 watts flameproof IP66 | EE | ELECTRICAL | EE04 | Fluorescent Lighting Fittings | E80135 | Fluo Ftg 2 x 18 watts flameproof IP66 | NULL
EE_EE04_E80137_NULL | E | Fluo Ftg 2 x 36 watts flameproof IP66 | EE | ELECTRICAL | EE04 | Fluorescent Lighting Fittings | E80137 | Fluo Ftg 2 x 36 watts flameproof IP66 | NULL
EE_EE04_E80139_NULL | E | Fluo Ftg 2 x 58 watts flameproof IP66 | EE | ELECTRICAL | EE04 | Fluorescent Lighting Fittings | E80139 | Fluo Ftg 2 x 58 watts flameproof IP66 | NULL
EE_EE04_E80140_NULL | E | Fluo Ftg 2 x 8W polycarbonate diff | EE | ELECTRICAL | EE04 | Fluorescent Lighting Fittings | E80140 | Fluo Ftg 2 x 8W polycarbonate diff | NULL
EE_EE04_E80136_NULL | E | Fluo Ftg 36W/40W flameproof IP66 | EE | ELECTRICAL | EE04 | Fluorescent Lighting Fittings | E80136 | Fluo Ftg 36W/40W flameproof IP66 | NULL
EE_EE04_E80138_NULL | E | Fluo Ftg 58W/65W flameproof IP66 | EE | ELECTRICAL | EE04 | Fluorescent Lighting Fittings | E80138 | Fluo Ftg 58W/65W flameproof IP66 | NULL
EE_EE04_E80128_NULL | E | Fluo Ftg 600 mm single c/r IP65 | EE | ELECTRICAL | EE04 | Fluorescent Lighting Fittings | E80128 | Fluo Ftg 600 mm single c/r IP65 | NULL
EE_EE04_E80142_NULL | E | Fluo Ftg 600 mm single emergency fitting | EE | ELECTRICAL | EE04 | Fluorescent Lighting Fittings | E80142 | Fluo Ftg 600 mm single emergency fitting | NULL
EE_EE04_E80143_NULL | E | Fluo Ftg 600 mm single emergency c/r IP65 | EE | ELECTRICAL | EE04 | Fluorescent Lighting Fittings | E80143 | Fluo Ftg 600 mm single emergency c/r IP65 | NULL
EE_EE04_E80129_NULL | E | Fluo Ftg 600 mm twin IP65 | EE | ELECTRICAL | EE04 | Fluorescent Lighting Fittings | E80129 | Fluo Ftg 600 mm twin IP65 | NULL
EE_EE04_E80147_NULL | E | Fluo Ftg1500, single, emergency c/r IP65 | EE | ELECTRICAL | EE04 | Fluorescent Lighting Fittings | E80147 | Fluo Ftg1500, single, emergency c/r IP65 | NULL
EE_EE04_E80101_NULL | E | Fluo fitting 1200 mm twin prism diff SFA 74 | EE | ELECTRICAL | EE04 | Fluorescent Lighting Fittings | E80101 | Fluo fitting 1200 mm twin prism diff SFA 74 | NULL
EE_EE04_E80100_NULL | E | Fluo fitting 1200 mm single prism diff SFA 54 | EE | ELECTRICAL | EE04 | Fluorescent Lighting Fittings | E80100 | Fluo fitting 1200 mm single prism diff SFA 54 | NULL
EE_EE04_E80099_NULL | E | Fluo fitting 1200 mm single, angle refl SFA 56 | EE | ELECTRICAL | EE04 | Fluorescent Lighting Fittings | E80099 | Fluo fitting 1200 mm single, angle refl SFA 56 | NULL
EE_EE04_E80095_NULL | E | Fluo fitting 1200 mm single, batten c/r SFA 55 | EE | ELECTRICAL | EE04 | Fluorescent Lighting Fittings | E80095 | Fluo fitting 1200 mm single, batten c/r SFA 55 | NULL
EE_EE04_E80097_NULL | E | Fluo fitting 1200 mm single, metal refl c/r SFA 58 | EE | ELECTRICAL | EE04 | Fluorescent Lighting Fittings | E80097 | Fluo fitting 1200 mm single, metal refl c/r SFA 58 | NULL
EE_EE04_E80096_NULL | E | Fluo fitting 1200 mm twin batten c/r SFA 69 | EE | ELECTRICAL | EE04 | Fluorescent Lighting Fittings | E80096 | Fluo fitting 1200 mm twin batten c/r SFA 69 | NULL
EE_EE04_E80098_NULL | E | Fluo fitting 1200 mm twin metal refl c/rSFA 72 | EE | ELECTRICAL | EE04 | Fluorescent Lighting Fittings | E80098 | Fluo fitting 1200 mm twin metal refl c/rSFA 72 | NULL
EE_EE04_E80107_NULL | E | Fluo fitting 1500 mm single prism diff SFA 83 | EE | ELECTRICAL | EE04 | Fluorescent Lighting Fittings | E80107 | Fluo fitting 1500 mm single prism diff SFA 83 | NULL
EE_EE04_E80106_NULL | E | Fluo fitting 1500 mm single, angle refl, c/r SFA 85 | EE | ELECTRICAL | EE04 | Fluorescent Lighting Fittings | E80106 | Fluo fitting 1500 mm single, angle refl, c/r SFA 85 | NULL
EE_EE04_E80102_NULL | E | Fluo fitting 1500 mm single, batten c/r SFA 84 | EE | ELECTRICAL | EE04 | Fluorescent Lighting Fittings | E80102 | Fluo fitting 1500 mm single, batten c/r SFA 84 | NULL
EE_EE04_E80104_NULL | E | Fluo fitting 1500 mm single, metal refle c/r SFA 87 | EE | ELECTRICAL | EE04 | Fluorescent Lighting Fittings | E80104 | Fluo fitting 1500 mm single, metal refle c/r SFA 87 | NULL
EE_EE04_E80108_NULL | E | Fluo fitting 1500 mm twin prism diff SFA 103 | EE | ELECTRICAL | EE04 | Fluorescent Lighting Fittings | E80108 | Fluo fitting 1500 mm twin prism diff SFA 103 | NULL
EE_EE04_E80103_NULL | E | Fluo fitting 1500 mm twin batten c/r SFA 98 | EE | ELECTRICAL | EE04 | Fluorescent Lighting Fittings | E80103 | Fluo fitting 1500 mm twin batten c/r SFA 98 | NULL
EE_EE04_E80105_NULL | E | Fluo fitting 1500 mm twin metal refle c/r SFA 101 | EE | ELECTRICAL | EE04 | Fluorescent Lighting Fittings | E80105 | Fluo fitting 1500 mm twin metal refle c/r SFA 101 | NULL
EE_EE04_E80092_NULL | E | Fluo fitting 276/300 mm dia (2D lamp) | EE | ELECTRICAL | EE04 | Fluorescent Lighting Fittings | E80092 | Fluo fitting 276/300 mm dia (2D lamp) | NULL
EE_EE04_E80093_NULL | E | Fluo fitting 276/300 mm dia (2D lamp)16W | EE | ELECTRICAL | EE04 | Fluorescent Lighting Fittings | E80093 | Fluo fitting 276/300 mm dia (2D lamp)16W | NULL
EE_EE04_E80094_NULL | E | Fluo fitting 276/300 mm dia (2D lamp)28W | EE | ELECTRICAL | EE04 | Fluorescent Lighting Fittings | E80094 | Fluo fitting 276/300 mm dia (2D lamp)28W | NULL
EE_EE04_E80091_NULL | E | Fluo fitting 600 mm plastic diff SFA 51 | EE | ELECTRICAL | EE04 | Fluorescent Lighting Fittings | E80091 | Fluo fitting 600 mm plastic diff SFA 51 | NULL
EE_EE04_E80151_NULL | E | Metal Angle Reflector, 1200 mm for SFA 56 | EE | ELECTRICAL | EE04 | Fluorescent Lighting Fittings | E80151 | Metal Angle Reflector, 1200 mm for SFA 56 | NULL
EE_EE04_E80152_NULL | E | Metal Angle Reflector, 1500 mm for SFA 85 | EE | ELECTRICAL | EE04 | Fluorescent Lighting Fittings | E80152 | Metal Angle Reflector, 1500 mm for SFA 85 | NULL
EE_EE04_E80153_NULL | E | Metal Trough Refl 1200 mm for SFA 58 | EE | ELECTRICAL | EE04 | Fluorescent Lighting Fittings | E80153 | Metal Trough Refl 1200 mm for SFA 58 | NULL
EE_EE04_E80155_NULL | E | Metal Trough Refl 1500 mm for SFA 72 | EE | ELECTRICAL | EE04 | Fluorescent Lighting Fittings | E80155 | Metal Trough Refl 1500 mm for SFA 72 | NULL
EE_EE04_E80154_NULL | E | Metal Trough Refl 1500 mm for SFA 87 | EE | ELECTRICAL | EE04 | Fluorescent Lighting Fittings | E80154 | Metal Trough Refl 1500 mm for SFA 87 | NULL
EE_EE04_E80157_NULL | E | Prismatic Controller 1200 mm for SFA 54 | EE | ELECTRICAL | EE04 | Fluorescent Lighting Fittings | E80157 | Prismatic Controller 1200 mm for SFA 54 | NULL
EE_EE04_E80158_NULL | E | Prismatic Controller 1200 mm for SFA 74 | EE | ELECTRICAL | EE04 | Fluorescent Lighting Fittings | E80158 | Prismatic Controller 1200 mm for SFA 74 | NULL
EE_EE04_E80159_NULL | E | Prismatic Controller 1500 mm for SFA 83 | EE | ELECTRICAL | EE04 | Fluorescent Lighting Fittings | E80159 | Prismatic Controller 1500 mm for SFA 83 | NULL
EE_EE04_E80156_NULL | E | Prismatic Controller 600 mm for SFA 51 | EE | ELECTRICAL | EE04 | Fluorescent Lighting Fittings | E80156 | Prismatic Controller 600 mm for SFA 51 | NULL
EE_EE04_E80160_NULL | E | Prismatic Controller for SFA 103 | EE | ELECTRICAL | EE04 | Fluorescent Lighting Fittings | E80160 | Prismatic Controller for SFA 103 | NULL
EE_EE04_E80162_NULL | E | Prismatic Panel Diffusers 300 x 1200 mm | EE | ELECTRICAL | EE04 | Fluorescent Lighting Fittings | E80162 | Prismatic Panel Diffusers 300 x 1200 mm | NULL
EE_EE04_E80164_NULL | E | Prismatic Panel Diffusers 300 x 1500 mm | EE | ELECTRICAL | EE04 | Fluorescent Lighting Fittings | E80164 | Prismatic Panel Diffusers 300 x 1500 mm | NULL
EE_EE04_E80163_NULL | E | Prismatic Panel Diffusers 600 x 1200 mm | EE | ELECTRICAL | EE04 | Fluorescent Lighting Fittings | E80163 | Prismatic Panel Diffusers 600 x 1200 mm | NULL
EE_EE04_E80161_NULL | E | Prismatic Panel Diffusers 600 x 600 mm | EE | ELECTRICAL | EE04 | Fluorescent Lighting Fittings | E80161 | Prismatic Panel Diffusers 600 x 600 mm | NULL
EE_EE04_E80169_NULL | E | Quick start unit for 30/40W | EE | ELECTRICAL | EE04 | Fluorescent Lighting Fittings | E80169 | Quick start unit for 30/40W | NULL
EE_EE04_E80170_NULL | E | Quick start unit for 65/80W | EE | ELECTRICAL | EE04 | Fluorescent Lighting Fittings | E80170 | Quick start unit for 65/80W | NULL
EE_EE04_E80127_NULL | E | Rec M Fluo Ftg 600 x 600 mm 2 x 20W/18W SFA 53 | EE | ELECTRICAL | EE04 | Fluorescent Lighting Fittings | E80127 | Rec M Fluo Ftg 600 x 600 mm 2 x 20W/18W SFA 53 | NULL
EE_EE04_E80118_NULL | E | Rec M Fluo Ftg 600 x 600 mm 4x18/20W brightness refl | EE | ELECTRICAL | EE04 | Fluorescent Lighting Fittings | E80118 | Rec M Fluo Ftg 600 x 600 mm 4x18/20W brightness refl | NULL
EE_EE04_E80120_NULL | E | Rec Mod Fluo Ftg 300 x 1200 mm brightness refl | EE | ELECTRICAL | EE04 | Fluorescent Lighting Fittings | E80120 | Rec Mod Fluo Ftg 300 x 1200 mm brightness refl | NULL
EE_EE04_E80119_NULL | E | Rec Mod Fluo Ftg 300 x 1200 mm twin SFA76 | EE | ELECTRICAL | EE04 | Fluorescent Lighting Fittings | E80119 | Rec Mod Fluo Ftg 300 x 1200 mm twin SFA76 | NULL
EE_EE04_E80116_NULL | E | Rec Mod Fluo Ftg 300 x 600 mm 3 x 18/20W refl | EE | ELECTRICAL | EE04 | Fluorescent Lighting Fittings | E80116 | Rec Mod Fluo Ftg 300 x 600 mm 3 x 18/20W refl | NULL
EE_EE04_E80122_NULL | E | Rec Mod Fluo Ftg 600 x 1200 mm 3 x 1200 mm tubes | EE | ELECTRICAL | EE04 | Fluorescent Lighting Fittings | E80122 | Rec Mod Fluo Ftg 600 x 1200 mm 3 x 1200 mm tubes | NULL
EE_EE04_E80125_NULL | E | Rec Mod Fluo Ftg 600 x 1200 mm 3 x 1200 mm tubes | EE | ELECTRICAL | EE04 | Fluorescent Lighting Fittings | E80125 | Rec Mod Fluo Ftg 600 x 1200 mm 3 x 1200 mm tubes | NULL
EE_EE04_E80123_NULL | E | Rec Mod Fluo Ftg 600 x 1200 mm 4 x 1200 mm tubes | EE | ELECTRICAL | EE04 | Fluorescent Lighting Fittings | E80123 | Rec Mod Fluo Ftg 600 x 1200 mm 4 x 1200 mm tubes | NULL
EE_EE04_E80126_NULL | E | Rec Mod Fluo Ftg 600 x 1200 mm 4 x 1200 mm tubes | EE | ELECTRICAL | EE04 | Fluorescent Lighting Fittings | E80126 | Rec Mod Fluo Ftg 600 x 1200 mm 4 x 1200 mm tubes | NULL
EE_EE04_E80124_NULL | E | Rec Mod Fluo Ftg 600 x 1200 mm twin brightness refl | EE | ELECTRICAL | EE04 | Fluorescent Lighting Fittings | E80124 | Rec Mod Fluo Ftg 600 x 1200 mm twin brightness refl | NULL
EE_EE04_E80121_NULL | E | Rec Mod Fluo Ftg 600 x 1200 mm twin prism controller | EE | ELECTRICAL | EE04 | Fluorescent Lighting Fittings | E80121 | Rec Mod Fluo Ftg 600 x 1200 mm twin prism controller | NULL
EE_EE04_E80117_NULL | E | Rec Mod Fluo Ftg 600 x 600 mm 4 x 18/20W refl | EE | ELECTRICAL | EE04 | Fluorescent Lighting Fittings | E80117 | Rec Mod Fluo Ftg 600 x 600 mm 4 x 18/20W refl | NULL
EE_EE04_E80115_NULL | E | Recessed Mod Fluo Ftg 300 x 600 mm 3 x 18/20W | EE | ELECTRICAL | EE04 | Fluorescent Lighting Fittings | E80115 | Recessed Mod Fluo Ftg 300 x 600 mm 3 x 18/20W | NULL
EE_EE04_E80114_NULL | E | Recessed Mod Fluo Ftg 300 x 600 mm twin 20/18W | EE | ELECTRICAL | EE04 | Fluorescent Lighting Fittings | E80114 | Recessed Mod Fluo Ftg 300 x 600 mm twin 20/18W | NULL
EE_EE04_E80173_NULL | E | Socket for starter unit 2 pin | EE | ELECTRICAL | EE04 | Fluorescent Lighting Fittings | E80173 | Socket for starter unit 2 pin | NULL
EE_EE04_E80174_NULL | E | Socket for starter unit 4 pin | EE | ELECTRICAL | EE04 | Fluorescent Lighting Fittings | E80174 | Socket for starter unit 4 pin | NULL
EE_EE04_E80165_NULL | E | Starter unit for 20 /30/40W | EE | ELECTRICAL | EE04 | Fluorescent Lighting Fittings | E80165 | Starter unit for 20 /30/40W | NULL
EE_EE04_E80166_NULL | E | Starter unit for65/80W | EE | ELECTRICAL | EE04 | Fluorescent Lighting Fittings | E80166 | Starter unit for65/80W | NULL
EE_EE04_E80112_NULL | E | Surface Mod Fluo Ftg 300 x 1200 mm twin SFA 75 | EE | ELECTRICAL | EE04 | Fluorescent Lighting Fittings | E80112 | Surface Mod Fluo Ftg 300 x 1200 mm twin SFA 75 | NULL
EE_EE04_E80113_NULL | E | Surface Mod Fluo Ftg 300 x 1500 mm twin | EE | ELECTRICAL | EE04 | Fluorescent Lighting Fittings | E80113 | Surface Mod Fluo Ftg 300 x 1500 mm twin | NULL
EE_EE04_E80111_NULL | E | Surface Mod Fluo Ftg 600 x 600 mm twin SFA 52 | EE | ELECTRICAL | EE04 | Fluorescent Lighting Fittings | E80111 | Surface Mod Fluo Ftg 600 x 600 mm twin SFA 52 | NULL
EE_EE04_E80109_NULL | E | Thorn 2D bulkhead 16W IP65 | EE | ELECTRICAL | EE04 | Fluorescent Lighting Fittings | E80109 | Thorn 2D bulkhead 16W IP65 | NULL
EE_EE04_E80110_NULL | E | Thorn 2D bulkhead 28W IP65 | EE | ELECTRICAL | EE04 | Fluorescent Lighting Fittings | E80110 | Thorn 2D bulkhead 28W IP65 | NULL
EE_EE20_NULL_NULL | E | Fuse | EE | ELECTRICAL | EE20 | Fuse | NULL |  | NULL
EE_EE20_E81001_NULL | E | 100 Amp. H.R.C. fuse | EE | ELECTRICAL | EE20 | Fuse | E81001 | 100 Amp. H.R.C. fuse | NULL
EE_EE20_E80979_NULL | E | 100 Amp. S.P. & N. cutout | EE | ELECTRICAL | EE20 | Fuse | E80979 | 100 Amp. S.P. & N. cutout | NULL
EE_EE20_E80982_NULL | E | 100 Amp. T.P. & N. cutout | EE | ELECTRICAL | EE20 | Fuse | E80982 | 100 Amp. T.P. & N. cutout | NULL
EE_EE20_E81002_NULL | E | 125 Amp. H.R.C. fuse | EE | ELECTRICAL | EE20 | Fuse | E81002 | 125 Amp. H.R.C. fuse | NULL
EE_EE20_E80993_NULL | E | 16 Amp. H.R.C. fuse | EE | ELECTRICAL | EE20 | Fuse | E80993 | 16 Amp. H.R.C. fuse | NULL
EE_EE20_E81003_NULL | E | 160 Amp. H.R.C. fuse | EE | ELECTRICAL | EE20 | Fuse | E81003 | 160 Amp. H.R.C. fuse | NULL
EE_EE20_E80994_NULL | E | 20 Amp. H.R.C. fuse | EE | ELECTRICAL | EE20 | Fuse | E80994 | 20 Amp. H.R.C. fuse | NULL
EE_EE20_E81004_NULL | E | 200 Amp. H.R.C. fuse | EE | ELECTRICAL | EE20 | Fuse | E81004 | 200 Amp. H.R.C. fuse | NULL
EE_EE20_E80995_NULL | E | 25 Amp. H.R.C. fuse | EE | ELECTRICAL | EE20 | Fuse | E80995 | 25 Amp. H.R.C. fuse | NULL
EE_EE20_E81005_NULL | E | 250 Amp. H.R.C. fuse | EE | ELECTRICAL | EE20 | Fuse | E81005 | 250 Amp. H.R.C. fuse | NULL
EE_EE20_E80977_NULL | E | 30 Amp. S.P. & N. cutout | EE | ELECTRICAL | EE20 | Fuse | E80977 | 30 Amp. S.P. & N. cutout | NULL
EE_EE20_E80980_NULL | E | 30 Amp. T.P. & N. cutout | EE | ELECTRICAL | EE20 | Fuse | E80980 | 30 Amp. T.P. & N. cutout | NULL
EE_EE20_E81006_NULL | E | 315 Amp. H.R.C. fuse | EE | ELECTRICAL | EE20 | Fuse | E81006 | 315 Amp. H.R.C. fuse | NULL
EE_EE20_E80996_NULL | E | 32 Amp. H.R.C. fuse | EE | ELECTRICAL | EE20 | Fuse | E80996 | 32 Amp. H.R.C. fuse | NULL
EE_EE20_E81007_NULL | E | 350 Amp. H.R.C. fuse | EE | ELECTRICAL | EE20 | Fuse | E81007 | 350 Amp. H.R.C. fuse | NULL
EE_EE20_E80997_NULL | E | 40 Amp. H.R.C. fuse | EE | ELECTRICAL | EE20 | Fuse | E80997 | 40 Amp. H.R.C. fuse | NULL
EE_EE20_E81008_NULL | E | 400 Amp. H.R.C. fuse | EE | ELECTRICAL | EE20 | Fuse | E81008 | 400 Amp. H.R.C. fuse | NULL
EE_EE20_E81009_NULL | E | 450 Amp. H.R.C. fuse | EE | ELECTRICAL | EE20 | Fuse | E81009 | 450 Amp. H.R.C. fuse | NULL
EE_EE20_E80998_NULL | E | 50 Amp. H.R.C. fuse | EE | ELECTRICAL | EE20 | Fuse | E80998 | 50 Amp. H.R.C. fuse | NULL
EE_EE20_E81010_NULL | E | 500 Amp. H.R.C. fuse | EE | ELECTRICAL | EE20 | Fuse | E81010 | 500 Amp. H.R.C. fuse | NULL
EE_EE20_E80989_NULL | E | 500 V. 100 Amp. Fuse base | EE | ELECTRICAL | EE20 | Fuse | E80989 | 500 V. 100 Amp. Fuse base | NULL
EE_EE20_E80985_NULL | E | 500 V. 100 Amp. Fuse holder | EE | ELECTRICAL | EE20 | Fuse | E80985 | 500 V. 100 Amp. Fuse holder | NULL
EE_EE20_E80990_NULL | E | 500 V. 200 Amp. Fuse base | EE | ELECTRICAL | EE20 | Fuse | E80990 | 500 V. 200 Amp. Fuse base | NULL
EE_EE20_E80986_NULL | E | 500 V. 200 Amp. Fuse holder | EE | ELECTRICAL | EE20 | Fuse | E80986 | 500 V. 200 Amp. Fuse holder | NULL
EE_EE20_E80987_NULL | E | 500 V. 30 Amp. Fuse base | EE | ELECTRICAL | EE20 | Fuse | E80987 | 500 V. 30 Amp. Fuse base | NULL
EE_EE20_E80983_NULL | E | 500 V. 30 Amp. Fuse holder | EE | ELECTRICAL | EE20 | Fuse | E80983 | 500 V. 30 Amp. Fuse holder | NULL
EE_EE20_E80988_NULL | E | 500 V. 60 Amp. Fuse base | EE | ELECTRICAL | EE20 | Fuse | E80988 | 500 V. 60 Amp. Fuse base | NULL
EE_EE20_E80984_NULL | E | 500 V. 60 Amp. Fuse holder | EE | ELECTRICAL | EE20 | Fuse | E80984 | 500 V. 60 Amp. Fuse holder | NULL
EE_EE20_E80992_NULL | E | 6/10 A H.R.C. fuse | EE | ELECTRICAL | EE20 | Fuse | E80992 | 6/10 A H.R.C. fuse | NULL
EE_EE20_E80978_NULL | E | 60 Amp. S.P. & N. cutout | EE | ELECTRICAL | EE20 | Fuse | E80978 | 60 Amp. S.P. & N. cutout | NULL
EE_EE20_E80981_NULL | E | 60 Amp. T.P. & N. cutout | EE | ELECTRICAL | EE20 | Fuse | E80981 | 60 Amp. T.P. & N. cutout | NULL
EE_EE20_E80999_NULL | E | 63 Amp. H.R.C. fuse | EE | ELECTRICAL | EE20 | Fuse | E80999 | 63 Amp. H.R.C. fuse | NULL
EE_EE20_E81011_NULL | E | 630 Amp. H.R.C. fuse | EE | ELECTRICAL | EE20 | Fuse | E81011 | 630 Amp. H.R.C. fuse | NULL
EE_EE20_E81000_NULL | E | 80 Amp. H.R.C. fuse | EE | ELECTRICAL | EE20 | Fuse | E81000 | 80 Amp. H.R.C. fuse | NULL
EE_EE20_E81012_NULL | E | 800 Amp. H.R.C. fuse | EE | ELECTRICAL | EE20 | Fuse | E81012 | 800 Amp. H.R.C. fuse | NULL
EE_EE20_E80991_NULL | E | Fuse for 13 A plug 2 A, 3 A, 5 A, 10 A, 13 A | EE | ELECTRICAL | EE20 | Fuse | E80991 | Fuse for 13 A plug 2 A, 3 A, 5 A, 10 A, 13 A | NULL
EE_EE26_NULL_NULL | E | K.W.H. Meters and Boxes | EE | ELECTRICAL | EE26 | K.W.H. Meters and Boxes | NULL |  | NULL
EE_EE26_E81153_NULL | E | 100 Amp. single phase K.W.H. meter | EE | ELECTRICAL | EE26 | K.W.H. Meters and Boxes | E81153 | 100 Amp. single phase K.W.H. meter | NULL
EE_EE26_E81155_NULL | E | 100 Amp. three phase K.W.H. meter | EE | ELECTRICAL | EE26 | K.W.H. Meters and Boxes | E81155 | 100 Amp. three phase K.W.H. meter | NULL
EE_EE26_E81156_NULL | E | 200 Amp. three phase K.W.H. meter | EE | ELECTRICAL | EE26 | K.W.H. Meters and Boxes | E81156 | 200 Amp. three phase K.W.H. meter | NULL
EE_EE26_E81157_NULL | E | 400 Amp.three phase K.W.H. meter | EE | ELECTRICAL | EE26 | K.W.H. Meters and Boxes | E81157 | 400 Amp.three phase K.W.H. meter | NULL
EE_EE26_E81154_NULL | E | 60 Amp. three phase K.W.H. meter | EE | ELECTRICAL | EE26 | K.W.H. Meters and Boxes | E81154 | 60 Amp. three phase K.W.H. meter | NULL
EE_EE26_E81151_NULL | E | 63 Amp. single phase K.W.H. meter | EE | ELECTRICAL | EE26 | K.W.H. Meters and Boxes | E81151 | 63 Amp. single phase K.W.H. meter | NULL
EE_EE26_E81152_NULL | E | 80 Amp. single phase K.W.H. meter | EE | ELECTRICAL | EE26 | K.W.H. Meters and Boxes | E81152 | 80 Amp. single phase K.W.H. meter | NULL
EE_EE26_E81163_NULL | E | Current transformer 200/5A ratio | EE | ELECTRICAL | EE26 | K.W.H. Meters and Boxes | E81163 | Current transformer 200/5A ratio | NULL
EE_EE26_E81164_NULL | E | Current transformer 400/5A ratio | EE | ELECTRICAL | EE26 | K.W.H. Meters and Boxes | E81164 | Current transformer 400/5A ratio | NULL
EE_EE26_E81162_NULL | E | Metal box for 4 Nos. current transformer | EE | ELECTRICAL | EE26 | K.W.H. Meters and Boxes | E81162 | Metal box for 4 Nos. current transformer | NULL
EE_EE26_E81160_NULL | E | Metal box for K.W.H. Meter 100 A 1ph | EE | ELECTRICAL | EE26 | K.W.H. Meters and Boxes | E81160 | Metal box for K.W.H. Meter 100 A 1ph | NULL
EE_EE26_E81159_NULL | E | Metal box for K.W.H. Meter 80 A 1ph | EE | ELECTRICAL | EE26 | K.W.H. Meters and Boxes | E81159 | Metal box for K.W.H. Meter 80 A 1ph | NULL
EE_EE26_E81158_NULL | E | Metal box for K.W.H. Meter up to 60 A 1ph | EE | ELECTRICAL | EE26 | K.W.H. Meters and Boxes | E81158 | Metal box for K.W.H. Meter up to 60 A 1ph | NULL
EE_EE26_E81161_NULL | E | Metal box for K.W.H. meter up to 400 A 3 ph | EE | ELECTRICAL | EE26 | K.W.H. Meters and Boxes | E81161 | Metal box for K.W.H. meter up to 400 A 3 ph | NULL
EE_EE02_NULL_NULL | E | Lampholders | EE | ELECTRICAL | EE02 | Lampholders | NULL |  | NULL
EE_EE02_E80031_NULL | E | Guard for weather proof lampholder | EE | ELECTRICAL | EE02 | Lampholders | E80031 | Guard for weather proof lampholder | NULL
EE_EE02_E80026_NULL | E | Lampholder for MBF type lamp | EE | ELECTRICAL | EE02 | Lampholders | E80026 | Lampholder for MBF type lamp | NULL
EE_EE02_E80029_NULL | E | Lampholder for MBIL lamp | EE | ELECTRICAL | EE02 | Lampholders | E80029 | Lampholder for MBIL lamp | NULL
EE_EE02_E80027_NULL | E | Lampholder for high pressure sodium lamp | EE | ELECTRICAL | EE02 | Lampholders | E80027 | Lampholder for high pressure sodium lamp | NULL
EE_EE02_E80028_NULL | E | Lampholder for tungsten halogen lamp | EE | ELECTRICAL | EE02 | Lampholders | E80028 | Lampholder for tungsten halogen lamp | NULL
EE_EE02_E80020_NULL | E | Lampholders, backplate type porcelain | EE | ELECTRICAL | EE02 | Lampholders | E80020 | Lampholders, backplate type porcelain | NULL
EE_EE02_E80021_NULL | E | Lampholders, backplate type porcelain,skirted | EE | ELECTRICAL | EE02 | Lampholders | E80021 | Lampholders, backplate type porcelain,skirted | NULL
EE_EE02_E80015_NULL | E | Lampholders, batten type | EE | ELECTRICAL | EE02 | Lampholders | E80015 | Lampholders, batten type | NULL
EE_EE02_E80023_NULL | E | Lampholders, brass, threaded | EE | ELECTRICAL | EE02 | Lampholders | E80023 | Lampholders, brass, threaded | NULL
EE_EE02_E80016_NULL | E | Lampholders, cordgrip type, with shade carrier | EE | ELECTRICAL | EE02 | Lampholders | E80016 | Lampholders, cordgrip type, with shade carrier | NULL
EE_EE02_E80022_NULL | E | Lampholders,angle batten type | EE | ELECTRICAL | EE02 | Lampholders | E80022 | Lampholders,angle batten type | NULL
EE_EE02_E80024_NULL | E | Lock ring for lampholder | EE | ELECTRICAL | EE02 | Lampholders | E80024 | Lock ring for lampholder | NULL
EE_EE02_E80017_NULL | E | Spring type lampholder for Bi pin fluo tube | EE | ELECTRICAL | EE02 | Lampholders | E80017 | Spring type lampholder for Bi pin fluo tube | NULL
EE_EE02_E80019_NULL | E | Spring type lampholder for circular fluo tube | EE | ELECTRICAL | EE02 | Lampholders | E80019 | Spring type lampholder for circular fluo tube | NULL
EE_EE02_E80018_NULL | E | Spring type lampholder for twin fluo tube | EE | ELECTRICAL | EE02 | Lampholders | E80018 | Spring type lampholder for twin fluo tube | NULL
EE_EE02_E80032_NULL | E | Stand base for weather proof lampholder | EE | ELECTRICAL | EE02 | Lampholders | E80032 | Stand base for weather proof lampholder | NULL
EE_EE02_E80030_NULL | E | Weather proof lampholder for 150W 'EYE' | EE | ELECTRICAL | EE02 | Lampholders | E80030 | Weather proof lampholder for 150W 'EYE' | NULL
EE_EE02_E80025_NULL | E | Wedge Lampholder for B.C. G.L.S. lamp | EE | ELECTRICAL | EE02 | Lampholders | E80025 | Wedge Lampholder for B.C. G.L.S. lamp | NULL
EE_EE03_NULL_NULL | E | Lamps | EE | ELECTRICAL | EE03 | Lamps | NULL |  | NULL
EE_EE03_E80069_NULL | E | 1000 watts Tungsten halogen lamp | EE | ELECTRICAL | EE03 | Lamps | E80069 | 1000 watts Tungsten halogen lamp | NULL
EE_EE03_E80072_NULL | E | 125 watts MBF/U lamp | EE | ELECTRICAL | EE03 | Lamps | E80072 | 125 watts MBF/U lamp | NULL
EE_EE03_E80070_NULL | E | 1500 watts Tungsten halogen lamp | EE | ELECTRICAL | EE03 | Lamps | E80070 | 1500 watts Tungsten halogen lamp | NULL
EE_EE03_E80062_NULL | E | 1500/1600 watts MBIL lamp | EE | ELECTRICAL | EE03 | Lamps | E80062 | 1500/1600 watts MBIL lamp | NULL
EE_EE03_E80057_NULL | E | 150W SON High Pressure sodium lamp | EE | ELECTRICAL | EE03 | Lamps | E80057 | 150W SON High Pressure sodium lamp | NULL
EE_EE03_E80068_NULL | E | 200W/300W/500W Tungsten halogen lamp | EE | ELECTRICAL | EE03 | Lamps | E80068 | 200W/300W/500W Tungsten halogen lamp | NULL
EE_EE03_E80066_NULL | E | 250W H.P. mercury | EE | ELECTRICAL | EE03 | Lamps | E80066 | 250W H.P. mercury | NULL
EE_EE03_E80074_NULL | E | 250W MBIF Lamp for high bay fitting | EE | ELECTRICAL | EE03 | Lamps | E80074 | 250W MBIF Lamp for high bay fitting | NULL
EE_EE03_E80058_NULL | E | 250W SON High Pressure sodium lamp | EE | ELECTRICAL | EE03 | Lamps | E80058 | 250W SON High Pressure sodium lamp | NULL
EE_EE03_E80063_NULL | E | 250W SON TD Linear H.P. Sodium Lamp | EE | ELECTRICAL | EE03 | Lamps | E80063 | 250W SON TD Linear H.P. Sodium Lamp | NULL
EE_EE03_E80067_NULL | E | 400 watts H.P. mercury | EE | ELECTRICAL | EE03 | Lamps | E80067 | 400 watts H.P. mercury | NULL
EE_EE03_E80075_NULL | E | 400W MBIF Lamp for high bay fitting | EE | ELECTRICAL | EE03 | Lamps | E80075 | 400W MBIF Lamp for high bay fitting | NULL
EE_EE03_E80059_NULL | E | 400W SON High Pressure sodium lamp | EE | ELECTRICAL | EE03 | Lamps | E80059 | 400W SON High Pressure sodium lamp | NULL
EE_EE03_E80064_NULL | E | 400W SON TD Linear H.P. Sodium Lamp | EE | ELECTRICAL | EE03 | Lamps | E80064 | 400W SON TD Linear H.P. Sodium Lamp | NULL
EE_EE03_E80055_NULL | E | 50/70W High Pressure sodium lamp | EE | ELECTRICAL | EE03 | Lamps | E80055 | 50/70W High Pressure sodium lamp | NULL
EE_EE03_E80056_NULL | E | 50/70W High Pressure sodium lamp T type | EE | ELECTRICAL | EE03 | Lamps | E80056 | 50/70W High Pressure sodium lamp T type | NULL
EE_EE03_E80065_NULL | E | 50W/80W/125W H.P. mercury | EE | ELECTRICAL | EE03 | Lamps | E80065 | 50W/80W/125W H.P. mercury | NULL
EE_EE03_E80061_NULL | E | 750 watts MBIL lamp | EE | ELECTRICAL | EE03 | Lamps | E80061 | 750 watts MBIL lamp | NULL
EE_EE03_E80071_NULL | E | 80 watts 3 pin MBF/U lamp | EE | ELECTRICAL | EE03 | Lamps | E80071 | 80 watts 3 pin MBF/U lamp | NULL
EE_EE03_E80073_NULL | E | 8W fluorescent tube | EE | ELECTRICAL | EE03 | Lamps | E80073 | 8W fluorescent tube | NULL
EE_EE03_E80084_NULL | E | Biaxil (oL) compact fluo lamp 13W | EE | ELECTRICAL | EE03 | Lamps | E80084 | Biaxil (oL) compact fluo lamp 13W | NULL
EE_EE03_E80085_NULL | E | Biaxil (oL) compact fluo lamp 18W | EE | ELECTRICAL | EE03 | Lamps | E80085 | Biaxil (oL) compact fluo lamp 18W | NULL
EE_EE03_E80083_NULL | E | Biaxil (oL) compact fluo lamp 7W/9W/11W | EE | ELECTRICAL | EE03 | Lamps | E80083 | Biaxil (oL) compact fluo lamp 7W/9W/11W | NULL
EE_EE03_E80080_NULL | E | Capsules halogen 12V, 50W | EE | ELECTRICAL | EE03 | Lamps | E80080 | Capsules halogen 12V, 50W | NULL
EE_EE03_E80089_NULL | E | Closed Dichroic halogen lamp 20W/50W | EE | ELECTRICAL | EE03 | Lamps | E80089 | Closed Dichroic halogen lamp 20W/50W | NULL
EE_EE03_E80086_NULL | E | Double Biaxil compact fluo lamp 10W/13W | EE | ELECTRICAL | EE03 | Lamps | E80086 | Double Biaxil compact fluo lamp 10W/13W | NULL
EE_EE03_E80076_NULL | E | Energy Saving lamp 9W/13W/18W | EE | ELECTRICAL | EE03 | Lamps | E80076 | Energy Saving lamp 9W/13W/18W | NULL
EE_EE03_E80077_NULL | E | Energy Saving lamp SL25W | EE | ELECTRICAL | EE03 | Lamps | E80077 | Energy Saving lamp SL25W | NULL
EE_EE03_E80034_NULL | E | Fluo tube 1500 mm | EE | ELECTRICAL | EE03 | Lamps | E80034 | Fluo tube 1500 mm | NULL
EE_EE03_E80033_NULL | E | Fluo tube 600/900/1200 mm | EE | ELECTRICAL | EE03 | Lamps | E80033 | Fluo tube 600/900/1200 mm | NULL
EE_EE03_E80036_NULL | E | Fluo tube Good colour 1200 mm long 36/40W | EE | ELECTRICAL | EE03 | Lamps | E80036 | Fluo tube Good colour 1200 mm long 36/40W | NULL
EE_EE03_E80037_NULL | E | Fluo tube Good colour 1500 mm long 58/65W | EE | ELECTRICAL | EE03 | Lamps | E80037 | Fluo tube Good colour 1500 mm long 58/65W | NULL
EE_EE03_E80038_NULL | E | Fluo tube Good colour 300 mm dia 32W | EE | ELECTRICAL | EE03 | Lamps | E80038 | Fluo tube Good colour 300 mm dia 32W | NULL
EE_EE03_E80039_NULL | E | Fluo tube Good colour 400 mm dia 60W | EE | ELECTRICAL | EE03 | Lamps | E80039 | Fluo tube Good colour 400 mm dia 60W | NULL
EE_EE03_E80035_NULL | E | Fluo tube Good colour 600 mm long, 18/20W | EE | ELECTRICAL | EE03 | Lamps | E80035 | Fluo tube Good colour 600 mm long, 18/20W | NULL
EE_EE03_E80050_NULL | E | KOITO 24V 75/55W lampbulb for underwater | EE | ELECTRICAL | EE03 | Lamps | E80050 | KOITO 24V 75/55W lampbulb for underwater | NULL
EE_EE03_E80060_NULL | E | Low pressure sodium lamp 55W SOX | EE | ELECTRICAL | EE03 | Lamps | E80060 | Low pressure sodium lamp 55W SOX | NULL
EE_EE03_E80044_NULL | E | Metal filament 'EYE' 500 watts spot lamp | EE | ELECTRICAL | EE03 | Lamps | E80044 | Metal filament 'EYE' 500 watts spot lamp | NULL
EE_EE03_E80049_NULL | E | Metal filament 1000 watts | EE | ELECTRICAL | EE03 | Lamps | E80049 | Metal filament 1000 watts | NULL
EE_EE03_E80043_NULL | E | Metal filament 100Wmercury spot light | EE | ELECTRICAL | EE03 | Lamps | E80043 | Metal filament 100Wmercury spot light | NULL
EE_EE03_E80040_NULL | E | Metal filament 15/25/40/60W | EE | ELECTRICAL | EE03 | Lamps | E80040 | Metal filament 15/25/40/60W | NULL
EE_EE03_E80042_NULL | E | Metal filament 15/25W with various colour | EE | ELECTRICAL | EE03 | Lamps | E80042 | Metal filament 15/25W with various colour | NULL
EE_EE03_E80045_NULL | E | Metal filament 150 watts | EE | ELECTRICAL | EE03 | Lamps | E80045 | Metal filament 150 watts | NULL
EE_EE03_E80046_NULL | E | Metal filament 200 watts | EE | ELECTRICAL | EE03 | Lamps | E80046 | Metal filament 200 watts | NULL
EE_EE03_E80047_NULL | E | Metal filament 300 watts | EE | ELECTRICAL | EE03 | Lamps | E80047 | Metal filament 300 watts | NULL
EE_EE03_E80041_NULL | E | Metal filament 40/100W | EE | ELECTRICAL | EE03 | Lamps | E80041 | Metal filament 40/100W | NULL
EE_EE03_E80048_NULL | E | Metal filament 500 watts | EE | ELECTRICAL | EE03 | Lamps | E80048 | Metal filament 500 watts | NULL
EE_EE03_E80088_NULL | E | Open Dichroic halogen lamp 20W/50W | EE | ELECTRICAL | EE03 | Lamps | E80088 | Open Dichroic halogen lamp 20W/50W | NULL
EE_EE03_E80087_NULL | E | Osram PL - 10W lamp tube | EE | ELECTRICAL | EE03 | Lamps | E80087 | Osram PL - 10W lamp tube | NULL
EE_EE03_E80054_NULL | E | PAR 38 lamp bulb 150 watts | EE | ELECTRICAL | EE03 | Lamps | E80054 | PAR 38 lamp bulb 150 watts | NULL
EE_EE03_E80053_NULL | E | PAR 38 lamp bulb, 100W/120W/ 220/230V | EE | ELECTRICAL | EE03 | Lamps | E80053 | PAR 38 lamp bulb, 100W/120W/ 220/230V | NULL
EE_EE03_E80052_NULL | E | PAR 56 flood lamp bulb 500 watts | EE | ELECTRICAL | EE03 | Lamps | E80052 | PAR 56 flood lamp bulb 500 watts | NULL
EE_EE03_E80051_NULL | E | PAR 56 flood lamp bulb,300W 220/230V | EE | ELECTRICAL | EE03 | Lamps | E80051 | PAR 56 flood lamp bulb,300W 220/230V | NULL
EE_EE03_E80081_NULL | E | Thorn '2D' compact fluo lamp 16/21W | EE | ELECTRICAL | EE03 | Lamps | E80081 | Thorn '2D' compact fluo lamp 16/21W | NULL
EE_EE03_E80082_NULL | E | Thorn '2D' compact fluo lamp 28/38W | EE | ELECTRICAL | EE03 | Lamps | E80082 | Thorn '2D' compact fluo lamp 28/38W | NULL
EE_EE03_E80078_NULL | E | Tungsten halogen 12V 20W/100W lamp | EE | ELECTRICAL | EE03 | Lamps | E80078 | Tungsten halogen 12V 20W/100W lamp | NULL
EE_EE03_E80079_NULL | E | Tungsten halogen 12V 50W/100W lamp | EE | ELECTRICAL | EE03 | Lamps | E80079 | Tungsten halogen 12V 50W/100W lamp | NULL
EE_EE05_NULL_NULL | E | Lighting Fittings | EE | ELECTRICAL | EE05 | Lighting Fittings | NULL |  | NULL
EE_EE05_E80301_NULL | E | 100 mm dia glass bowl | EE | ELECTRICAL | EE05 | Lighting Fittings | E80301 | 100 mm dia glass bowl | NULL
EE_EE05_E80289_NULL | E | 100 mm dia. glassware and gallery as SFA 6 | EE | ELECTRICAL | EE05 | Lighting Fittings | E80289 | 100 mm dia. glassware and gallery as SFA 6 | NULL
EE_EE05_E80329_NULL | E | 100W GLS reflector spotlight | EE | ELECTRICAL | EE05 | Lighting Fittings | E80329 | 100W GLS reflector spotlight | NULL
EE_EE05_E80331_NULL | E | 100W GLS reflector spotlight | EE | ELECTRICAL | EE05 | Lighting Fittings | E80331 | 100W GLS reflector spotlight | NULL
EE_EE05_E80290_NULL | E | 115 mm dia. glassware and gallery as SFA 7 | EE | ELECTRICAL | EE05 | Lighting Fittings | E80290 | 115 mm dia. glassware and gallery as SFA 7 | NULL
EE_EE05_E80330_NULL | E | 120W PAR 38 spot light | EE | ELECTRICAL | EE05 | Lighting Fittings | E80330 | 120W PAR 38 spot light | NULL
EE_EE05_E80326_NULL | E | 13W 600 mm fluo fttg c/w shaver socket | EE | ELECTRICAL | EE05 | Lighting Fittings | E80326 | 13W 600 mm fluo fttg c/w shaver socket | NULL
EE_EE05_E80332_NULL | E | 150W PAR 38 Floodlight | EE | ELECTRICAL | EE05 | Lighting Fittings | E80332 | 150W PAR 38 Floodlight | NULL
EE_EE05_E80317_NULL | E | Arm bracket "G.E.C." Cat No. 17 | EE | ELECTRICAL | EE05 | Lighting Fittings | E80317 | Arm bracket "G.E.C." Cat No. 17 | NULL
EE_EE05_E80313_NULL | E | Arm bracket "G.E.C." Cat. No. 1 | EE | ELECTRICAL | EE05 | Lighting Fittings | E80313 | Arm bracket "G.E.C." Cat. No. 1 | NULL
EE_EE05_E80314_NULL | E | Arm bracket "G.E.C." Cat. No. 12 | EE | ELECTRICAL | EE05 | Lighting Fittings | E80314 | Arm bracket "G.E.C." Cat. No. 12 | NULL
EE_EE05_E80315_NULL | E | Arm bracket "G.E.C." Cat. No. 12 | EE | ELECTRICAL | EE05 | Lighting Fittings | E80315 | Arm bracket "G.E.C." Cat. No. 12 | NULL
EE_EE05_E80316_NULL | E | Arm bracket "G.E.C." Cat. No. 13 or 14 | EE | ELECTRICAL | EE05 | Lighting Fittings | E80316 | Arm bracket "G.E.C." Cat. No. 13 or 14 | NULL
EE_EE05_E80233_NULL | E | Ballast for 1500W MBIL lamp (Thorn) | EE | ELECTRICAL | EE05 | Lighting Fittings | E80233 | Ballast for 1500W MBIL lamp (Thorn) | NULL
EE_EE05_E80236_NULL | E | Ballast for 250/400W MBF lamp | EE | ELECTRICAL | EE05 | Lighting Fittings | E80236 | Ballast for 250/400W MBF lamp | NULL
EE_EE05_E80231_NULL | E | Ballast for 400W H.P. Sodium lamp | EE | ELECTRICAL | EE05 | Lighting Fittings | E80231 | Ballast for 400W H.P. Sodium lamp | NULL
EE_EE05_E80235_NULL | E | Ballast for 50/80/125W MBF lamp | EE | ELECTRICAL | EE05 | Lighting Fittings | E80235 | Ballast for 50/80/125W MBF lamp | NULL
EE_EE05_E80230_NULL | E | Ballast for 70/150/250W H.P. Sodium lamp | EE | ELECTRICAL | EE05 | Lighting Fittings | E80230 | Ballast for 70/150/250W H.P. Sodium lamp | NULL
EE_EE05_E80232_NULL | E | Ballast for 750W MBIL lamp (Thorn) | EE | ELECTRICAL | EE05 | Lighting Fittings | E80232 | Ballast for 750W MBIL lamp (Thorn) | NULL
EE_EE05_E80320_NULL | E | Bed head fitting with B.C. lamp holder | EE | ELECTRICAL | EE05 | Lighting Fittings | E80320 | Bed head fitting with B.C. lamp holder | NULL
EE_EE05_E80321_NULL | E | Bed head l fitting with shaver supply unit | EE | ELECTRICAL | EE05 | Lighting Fittings | E80321 | Bed head l fitting with shaver supply unit | NULL
EE_EE05_E80281_NULL | E | Benjamin Parabolic angle refl ftg | EE | ELECTRICAL | EE05 | Lighting Fittings | E80281 | Benjamin Parabolic angle refl ftg | NULL
EE_EE05_E80311_NULL | E | Body unit single arm "G.E.C." | EE | ELECTRICAL | EE05 | Lighting Fittings | E80311 | Body unit single arm "G.E.C." | NULL
EE_EE05_E80312_NULL | E | Body unit two arms "G.E.C." | EE | ELECTRICAL | EE05 | Lighting Fittings | E80312 | Body unit two arms "G.E.C." | NULL
EE_EE05_E80264_NULL | E | Brackets corner fitting 20 mm <450 mm | EE | ELECTRICAL | EE05 | Lighting Fittings | E80264 | Brackets corner fitting 20 mm <450 mm | NULL
EE_EE05_E80262_NULL | E | Brackets tubular 20 mm <450 mm | EE | ELECTRICAL | EE05 | Lighting Fittings | E80262 | Brackets tubular 20 mm <450 mm | NULL
EE_EE05_E80263_NULL | E | Brackets tubular 20 mm 450 mm - 600 mm | EE | ELECTRICAL | EE05 | Lighting Fittings | E80263 | Brackets tubular 20 mm 450 mm - 600 mm | NULL
EE_EE05_E80268_NULL | E | Brass chain for lighting fitting | EE | ELECTRICAL | EE05 | Lighting Fittings | E80268 | Brass chain for lighting fitting | NULL
EE_EE05_E80175_NULL | E | Bulkhead fitting 100W | EE | ELECTRICAL | EE05 | Lighting Fittings | E80175 | Bulkhead fitting 100W | NULL
EE_EE05_E80176_NULL | E | Bulkhead fitting 100W polycarbonate diff | EE | ELECTRICAL | EE05 | Lighting Fittings | E80176 | Bulkhead fitting 100W polycarbonate diff | NULL
EE_EE05_E80186_NULL | E | Bulkhead fitting 50 W MBF/U SFA 35 | EE | ELECTRICAL | EE05 | Lighting Fittings | E80186 | Bulkhead fitting 50 W MBF/U SFA 35 | NULL
EE_EE05_E80187_NULL | E | Bulkhead fitting 80W MBF/U | EE | ELECTRICAL | EE05 | Lighting Fittings | E80187 | Bulkhead fitting 80W MBF/U | NULL
EE_EE05_E80183_NULL | E | Bulkhead fitting SFA 33, 100 W | EE | ELECTRICAL | EE05 | Lighting Fittings | E80183 | Bulkhead fitting SFA 33, 100 W | NULL
EE_EE05_E80240_NULL | E | Capacitor for 1500W MBIL lamp | EE | ELECTRICAL | EE05 | Lighting Fittings | E80240 | Capacitor for 1500W MBIL lamp | NULL
EE_EE05_E80237_NULL | E | Capacitor for 250W H.P. Sodium lamp 30 uF + 10% | EE | ELECTRICAL | EE05 | Lighting Fittings | E80237 | Capacitor for 250W H.P. Sodium lamp 30 uF + 10% | NULL
EE_EE05_E80238_NULL | E | Capacitor for 400W H.P. Sodium lamp 40 uF + 10% | EE | ELECTRICAL | EE05 | Lighting Fittings | E80238 | Capacitor for 400W H.P. Sodium lamp 40 uF + 10% | NULL
EE_EE05_E80239_NULL | E | Capacitor for 750W MBIL lamp | EE | ELECTRICAL | EE05 | Lighting Fittings | E80239 | Capacitor for 750W MBIL lamp | NULL
EE_EE05_E80274_NULL | E | Coolicon shades (locally made) 230 mm dia. | EE | ELECTRICAL | EE05 | Lighting Fittings | E80274 | Coolicon shades (locally made) 230 mm dia. | NULL
EE_EE05_E80275_NULL | E | Coolicon shades (locally made) 280 mm dia. | EE | ELECTRICAL | EE05 | Lighting Fittings | E80275 | Coolicon shades (locally made) 280 mm dia. | NULL
EE_EE05_E80273_NULL | E | Coolicon shades 230 mm dia. | EE | ELECTRICAL | EE05 | Lighting Fittings | E80273 | Coolicon shades 230 mm dia. | NULL
EE_EE05_E80276_NULL | E | Coolicon shades 280 mm dia. | EE | ELECTRICAL | EE05 | Lighting Fittings | E80276 | Coolicon shades 280 mm dia. | NULL
EE_EE05_E80226_NULL | E | Cross arm mounting c/w 2 'U' clamps | EE | ELECTRICAL | EE05 | Lighting Fittings | E80226 | Cross arm mounting c/w 2 'U' clamps | NULL
EE_EE05_E80297_NULL | E | Cylindrical wall luminair, 150 mm dia | EE | ELECTRICAL | EE05 | Lighting Fittings | E80297 | Cylindrical wall luminair, 150 mm dia | NULL
EE_EE05_E80277_NULL | E | Dispersive Reflector "Benjamin" 300 mm dia | EE | ELECTRICAL | EE05 | Lighting Fittings | E80277 | Dispersive Reflector "Benjamin" 300 mm dia | NULL
EE_EE05_E80278_NULL | E | Dispersive Reflector "Benjamin" 350 mm dia | EE | ELECTRICAL | EE05 | Lighting Fittings | E80278 | Dispersive Reflector "Benjamin" 350 mm dia | NULL
EE_EE05_E80279_NULL | E | Dispersive Reflector "Benjamin" 400 mm dia | EE | ELECTRICAL | EE05 | Lighting Fittings | E80279 | Dispersive Reflector "Benjamin" 400 mm dia | NULL
EE_EE05_E80261_NULL | E | Dome Back Plate | EE | ELECTRICAL | EE05 | Lighting Fittings | E80261 | Dome Back Plate | NULL
EE_EE05_E80260_NULL | E | Dome cover 125 mm Dia. | EE | ELECTRICAL | EE05 | Lighting Fittings | E80260 | Dome cover 125 mm Dia. | NULL
EE_EE05_E80258_NULL | E | Dome cover 65 mm Dia. | EE | ELECTRICAL | EE05 | Lighting Fittings | E80258 | Dome cover 65 mm Dia. | NULL
EE_EE05_E80259_NULL | E | Dome cover 7 mm Dia. | EE | ELECTRICAL | EE05 | Lighting Fittings | E80259 | Dome cover 7 mm Dia. | NULL
EE_EE05_E80323_NULL | E | Double obstruction light | EE | ELECTRICAL | EE05 | Lighting Fittings | E80323 | Double obstruction light | NULL
EE_EE05_E80334_NULL | E | Drive over floodlight 1 X 50W 12V halogen | EE | ELECTRICAL | EE05 | Lighting Fittings | E80334 | Drive over floodlight 1 X 50W 12V halogen | NULL
EE_EE05_E80267_NULL | E | Each additional 1 m 20 mm tubular | EE | ELECTRICAL | EE05 | Lighting Fittings | E80267 | Each additional 1 m 20 mm tubular | NULL
EE_EE05_E80280_NULL | E | Elliptical angle reflector "Benjamin" 400 mm x 300 mm | EE | ELECTRICAL | EE05 | Lighting Fittings | E80280 | Elliptical angle reflector "Benjamin" 400 mm x 300 mm | NULL
EE_EE05_E80180_NULL | E | Fluo bulkhead 1 x 11W PL vandal resistant IP65 | EE | ELECTRICAL | EE05 | Lighting Fittings | E80180 | Fluo bulkhead 1 x 11W PL vandal resistant IP65 | NULL
EE_EE05_E80181_NULL | E | Fluo bulkhead 2 x 11W PL vandal resistant IP65 | EE | ELECTRICAL | EE05 | Lighting Fittings | E80181 | Fluo bulkhead 2 x 11W PL vandal resistant IP65 | NULL
EE_EE05_E80178_NULL | E | Fluo bulkhead 2 x 8W vandal resistant IP65 | EE | ELECTRICAL | EE05 | Lighting Fittings | E80178 | Fluo bulkhead 2 x 8W vandal resistant IP65 | NULL
EE_EE05_E80179_NULL | E | Fluo bulkhead 3 x 8W vandal resistant IP65 | EE | ELECTRICAL | EE05 | Lighting Fittings | E80179 | Fluo bulkhead 3 x 8W vandal resistant IP65 | NULL
EE_EE05_E80285_NULL | E | Gallery with screwed neck 150 mm dia | EE | ELECTRICAL | EE05 | Lighting Fittings | E80285 | Gallery with screwed neck 150 mm dia | NULL
EE_EE05_E80286_NULL | E | Gallery with screwed neck 200 mm dia | EE | ELECTRICAL | EE05 | Lighting Fittings | E80286 | Gallery with screwed neck 200 mm dia | NULL
EE_EE05_E80185_NULL | E | Gasket for bulkhead fitting SFA 33, 100W | EE | ELECTRICAL | EE05 | Lighting Fittings | E80185 | Gasket for bulkhead fitting SFA 33, 100W | NULL
EE_EE05_E80182_NULL | E | Gasket for bulkhead fitting SFA 33, 40/60W | EE | ELECTRICAL | EE05 | Lighting Fittings | E80182 | Gasket for bulkhead fitting SFA 33, 40/60W | NULL
EE_EE05_E80296_NULL | E | Glassware 150 mm dia. hexagon shape | EE | ELECTRICAL | EE05 | Lighting Fittings | E80296 | Glassware 150 mm dia. hexagon shape | NULL
EE_EE05_E80288_NULL | E | Glassware for spherical 200/250 mm dia | EE | ELECTRICAL | EE05 | Lighting Fittings | E80288 | Glassware for spherical 200/250 mm dia | NULL
EE_EE05_E80287_NULL | E | Glassware for spherical 150 mm dia | EE | ELECTRICAL | EE05 | Lighting Fittings | E80287 | Glassware for spherical 150 mm dia | NULL
EE_EE05_E80188_NULL | E | Glassware for Bulkhead fitting 50/80W MBF/U | EE | ELECTRICAL | EE05 | Lighting Fittings | E80188 | Glassware for Bulkhead fitting 50/80W MBF/U | NULL
EE_EE05_E80184_NULL | E | Glassware for bulkhead fitting SFA 33, 100W | EE | ELECTRICAL | EE05 | Lighting Fittings | E80184 | Glassware for bulkhead fitting SFA 33, 100W | NULL
EE_EE05_E80295_NULL | E | Glassware for enclosed bracket fitting | EE | ELECTRICAL | EE05 | Lighting Fittings | E80295 | Glassware for enclosed bracket fitting | NULL
EE_EE05_E80177_NULL | E | Glassware only for Bulkhead fitting 100W | EE | ELECTRICAL | EE05 | Lighting Fittings | E80177 | Glassware only for Bulkhead fitting 100W | NULL
EE_EE05_E80214_NULL | E | H.P. sodium (SON) flood ftg 250W MBIF | EE | ELECTRICAL | EE05 | Lighting Fittings | E80214 | H.P. sodium (SON) flood ftg 250W MBIF | NULL
EE_EE05_E80213_NULL | E | H.P. sodium (SON) flood ftg 400W | EE | ELECTRICAL | EE05 | Lighting Fittings | E80213 | H.P. sodium (SON) flood ftg 400W | NULL
EE_EE05_E80215_NULL | E | H.P. sodium (SON) flood ftg 400W MB1F | EE | ELECTRICAL | EE05 | Lighting Fittings | E80215 | H.P. sodium (SON) flood ftg 400W MB1F | NULL
EE_EE05_E80212_NULL | E | H.P. sodium (SON) flood ftg IP65 250W | EE | ELECTRICAL | EE05 | Lighting Fittings | E80212 | H.P. sodium (SON) flood ftg IP65 250W | NULL
EE_EE05_E80327_NULL | E | Halogen spot light 12V 50W | EE | ELECTRICAL | EE05 | Lighting Fittings | E80327 | Halogen spot light 12V 50W | NULL
EE_EE05_E80328_NULL | E | Halogen spot light 220V 150W | EE | ELECTRICAL | EE05 | Lighting Fittings | E80328 | Halogen spot light 220V 150W | NULL
EE_EE05_E80223_NULL | E | High bay ftg IP52 IP54 250W MBIF | EE | ELECTRICAL | EE05 | Lighting Fittings | E80223 | High bay ftg IP52 IP54 250W MBIF | NULL
EE_EE05_E80224_NULL | E | High bay ftg IP52 IP54 for 400W MBIF | EE | ELECTRICAL | EE05 | Lighting Fittings | E80224 | High bay ftg IP52 IP54 for 400W MBIF | NULL
EE_EE05_E80242_NULL | E | Ignitor for 150/250/400W H.P. Sodium lamp | EE | ELECTRICAL | EE05 | Lighting Fittings | E80242 | Ignitor for 150/250/400W H.P. Sodium lamp | NULL
EE_EE05_E80243_NULL | E | Ignitor for 1500W MBIL lamp | EE | ELECTRICAL | EE05 | Lighting Fittings | E80243 | Ignitor for 1500W MBIL lamp | NULL
EE_EE05_E80241_NULL | E | Ignitor for 70W H.P. Sodium lamp | EE | ELECTRICAL | EE05 | Lighting Fittings | E80241 | Ignitor for 70W H.P. Sodium lamp | NULL
EE_EE05_E80300_NULL | E | Indicating lamp 100 mm dia glass bowl & gallery | EE | ELECTRICAL | EE05 | Lighting Fittings | E80300 | Indicating lamp 100 mm dia glass bowl & gallery | NULL
EE_EE05_E80302_NULL | E | Indicating lamp 100 mm dia polycarbonate | EE | ELECTRICAL | EE05 | Lighting Fittings | E80302 | Indicating lamp 100 mm dia polycarbonate | NULL
EE_EE05_E80190_NULL | E | Key for bulkhead (supply only) fitting | EE | ELECTRICAL | EE05 | Lighting Fittings | E80190 | Key for bulkhead (supply only) fitting | NULL
EE_EE05_E80210_NULL | E | MBIL flood ftg IP54 2000W | EE | ELECTRICAL | EE05 | Lighting Fittings | E80210 | MBIL flood ftg IP54 2000W | NULL
EE_EE05_E80211_NULL | E | MBIL flood ftg IP54 400W SON | EE | ELECTRICAL | EE05 | Lighting Fittings | E80211 | MBIL flood ftg IP54 400W SON | NULL
EE_EE05_E80209_NULL | E | MBIL flood ftg IP54 750W/1500W | EE | ELECTRICAL | EE05 | Lighting Fittings | E80209 | MBIL flood ftg IP54 750W/1500W | NULL
EE_EE05_E80225_NULL | E | Multi use mounting bracket c/w 2'U' clamps | EE | ELECTRICAL | EE05 | Lighting Fittings | E80225 | Multi use mounting bracket c/w 2'U' clamps | NULL
EE_EE05_E80333_NULL | E | Par 38, 120/100W GLS eyeball spotlight | EE | ELECTRICAL | EE05 | Lighting Fittings | E80333 | Par 38, 120/100W GLS eyeball spotlight | NULL
EE_EE05_E80265_NULL | E | Pendant plain | EE | ELECTRICAL | EE05 | Lighting Fittings | E80265 | Pendant plain | NULL
EE_EE05_E80266_NULL | E | Pendant tubular | EE | ELECTRICAL | EE05 | Lighting Fittings | E80266 | Pendant tubular | NULL
EE_EE05_E80197_NULL | E | Pendant type light fitting Tri head | EE | ELECTRICAL | EE05 | Lighting Fittings | E80197 | Pendant type light fitting Tri head | NULL
EE_EE05_E80196_NULL | E | Pendant type light fitting single head | EE | ELECTRICAL | EE05 | Lighting Fittings | E80196 | Pendant type light fitting single head | NULL
EE_EE05_E80250_NULL | E | Pole top adaptor | EE | ELECTRICAL | EE05 | Lighting Fittings | E80250 | Pole top adaptor | NULL
EE_EE05_E80244_NULL | E | Pole top lantern 80/125W MBF SFA46 | EE | ELECTRICAL | EE05 | Lighting Fittings | E80244 | Pole top lantern 80/125W MBF SFA46 | NULL
EE_EE05_E80245_NULL | E | Pole top lantern 80/125W MBF SFA46 w/canopy | EE | ELECTRICAL | EE05 | Lighting Fittings | E80245 | Pole top lantern 80/125W MBF SFA46 w/canopy | NULL
EE_EE05_E80246_NULL | E | Pole top lantern w/large canopy 80W SON gear | EE | ELECTRICAL | EE05 | Lighting Fittings | E80246 | Pole top lantern w/large canopy 80W SON gear | NULL
EE_EE05_E80247_NULL | E | Pole top lantern w/small canopy 80W SON gear | EE | ELECTRICAL | EE05 | Lighting Fittings | E80247 | Pole top lantern w/small canopy 80W SON gear | NULL
EE_EE05_E80282_NULL | E | Poletop or pole clamp type"Benjamin" | EE | ELECTRICAL | EE05 | Lighting Fittings | E80282 | Poletop or pole clamp type"Benjamin" | NULL
EE_EE05_E80208_NULL | E | Porcelain B.C. Lampholder | EE | ELECTRICAL | EE05 | Lighting Fittings | E80208 | Porcelain B.C. Lampholder | NULL
EE_EE05_E80252_NULL | E | RAAK 400 mm globe | EE | ELECTRICAL | EE05 | Lighting Fittings | E80252 | RAAK 400 mm globe | NULL
EE_EE05_E80251_NULL | E | RAAK 400 mm opal globe ftg | EE | ELECTRICAL | EE05 | Lighting Fittings | E80251 | RAAK 400 mm opal globe ftg | NULL
EE_EE05_E80256_NULL | E | RAAK 500 mm globe | EE | ELECTRICAL | EE05 | Lighting Fittings | E80256 | RAAK 500 mm globe | NULL
EE_EE05_E80253_NULL | E | RAAK 500 mm opal globe ftg | EE | ELECTRICAL | EE05 | Lighting Fittings | E80253 | RAAK 500 mm opal globe ftg | NULL
EE_EE05_E80255_NULL | E | RAAK 500 mm opal globe ftg PLC | EE | ELECTRICAL | EE05 | Lighting Fittings | E80255 | RAAK 500 mm opal globe ftg PLC | NULL
EE_EE05_E80254_NULL | E | RAAK 500 mm opal globe ftg 125/80W MBF | EE | ELECTRICAL | EE05 | Lighting Fittings | E80254 | RAAK 500 mm opal globe ftg 125/80W MBF | NULL
EE_EE05_E80257_NULL | E | RAAK 500 mm vandal resistant globe ftg | EE | ELECTRICAL | EE05 | Lighting Fittings | E80257 | RAAK 500 mm vandal resistant globe ftg | NULL
EE_EE05_E80335_NULL | E | Recess location luminaries PL 7W/9W lamp | EE | ELECTRICAL | EE05 | Lighting Fittings | E80335 | Recess location luminaries PL 7W/9W lamp | NULL
EE_EE05_E80291_NULL | E | Recessed ceiling fitting for 100/150W | EE | ELECTRICAL | EE05 | Lighting Fittings | E80291 | Recessed ceiling fitting for 100/150W | NULL
EE_EE05_E80324_NULL | E | Recessed down light c/w mirror reflector | EE | ELECTRICAL | EE05 | Lighting Fittings | E80324 | Recessed down light c/w mirror reflector | NULL
EE_EE05_E80325_NULL | E | Recessed down light for fluo lamp <=18W | EE | ELECTRICAL | EE05 | Lighting Fittings | E80325 | Recessed down light for fluo lamp <=18W | NULL
EE_EE05_E80202_NULL | E | Reflector for SW10/IR 100W | EE | ELECTRICAL | EE05 | Lighting Fittings | E80202 | Reflector for SW10/IR 100W | NULL
EE_EE05_E80201_NULL | E | Reflector for SW6/IR 40/60W | EE | ELECTRICAL | EE05 | Lighting Fittings | E80201 | Reflector for SW6/IR 40/60W | NULL
EE_EE05_E80207_NULL | E | Retaining ring for SW10/IR | EE | ELECTRICAL | EE05 | Lighting Fittings | E80207 | Retaining ring for SW10/IR | NULL
EE_EE05_E80206_NULL | E | Retaining ring for SW6/IR | EE | ELECTRICAL | EE05 | Lighting Fittings | E80206 | Retaining ring for SW6/IR | NULL
EE_EE05_E80293_NULL | E | Roanoid 150 mm dia angle bracket fitting | EE | ELECTRICAL | EE05 | Lighting Fittings | E80293 | Roanoid 150 mm dia angle bracket fitting | NULL
EE_EE05_E80294_NULL | E | Roanoid 150 mm dia enclosed bracket fitting | EE | ELECTRICAL | EE05 | Lighting Fittings | E80294 | Roanoid 150 mm dia enclosed bracket fitting | NULL
EE_EE05_E80292_NULL | E | Roanoid 150 mm dia opal glassware | EE | ELECTRICAL | EE05 | Lighting Fittings | E80292 | Roanoid 150 mm dia opal glassware | NULL
EE_EE05_E80205_NULL | E | Rubber sealing ring for S.G. 10 | EE | ELECTRICAL | EE05 | Lighting Fittings | E80205 | Rubber sealing ring for S.G. 10 | NULL
EE_EE05_E80204_NULL | E | Rubber sealing ring for S.G. 6 | EE | ELECTRICAL | EE05 | Lighting Fittings | E80204 | Rubber sealing ring for S.G. 6 | NULL
EE_EE05_E80203_NULL | E | Rubber sealing ring for SW6/IR/SW10/IR | EE | ELECTRICAL | EE05 | Lighting Fittings | E80203 | Rubber sealing ring for SW6/IR/SW10/IR | NULL
EE_EE05_E80270_NULL | E | Safety chain c/w shackles | EE | ELECTRICAL | EE05 | Lighting Fittings | E80270 | Safety chain c/w shackles | NULL
EE_EE05_E80299_NULL | E | Shade candle type twin type fitting | EE | ELECTRICAL | EE05 | Lighting Fittings | E80299 | Shade candle type twin type fitting | NULL
EE_EE05_E80272_NULL | E | Shades (locally made) not exceeding 150 mm dia. | EE | ELECTRICAL | EE05 | Lighting Fittings | E80272 | Shades (locally made) not exceeding 150 mm dia. | NULL
EE_EE05_E80271_NULL | E | Shades not exceeding 150 mm | EE | ELECTRICAL | EE05 | Lighting Fittings | E80271 | Shades not exceeding 150 mm | NULL
EE_EE05_E80322_NULL | E | Single obstruction light | EE | ELECTRICAL | EE05 | Lighting Fittings | E80322 | Single obstruction light | NULL
EE_EE05_E80229_NULL | E | Special Wall Bracket | EE | ELECTRICAL | EE05 | Lighting Fittings | E80229 | Special Wall Bracket | NULL
EE_EE05_E80283_NULL | E | Spherical opal glass screw neck 150 mm dia | EE | ELECTRICAL | EE05 | Lighting Fittings | E80283 | Spherical opal glass screw neck 150 mm dia | NULL
EE_EE05_E80284_NULL | E | Spherical opal glass screw neck 200 mm dia | EE | ELECTRICAL | EE05 | Lighting Fittings | E80284 | Spherical opal glass screw neck 200 mm dia | NULL
EE_EE05_E80319_NULL | E | Spot lamp 500W "EYE" | EE | ELECTRICAL | EE05 | Lighting Fittings | E80319 | Spot lamp 500W "EYE" | NULL
EE_EE05_E80269_NULL | E | Steel chain for lighting fitting | EE | ELECTRICAL | EE05 | Lighting Fittings | E80269 | Steel chain for lighting fitting | NULL
EE_EE05_E80228_NULL | E | Stirrup assembly | EE | ELECTRICAL | EE05 | Lighting Fittings | E80228 | Stirrup assembly | NULL
EE_EE05_E80217_NULL | E | T.H. 1000W w/diffuse refl | EE | ELECTRICAL | EE05 | Lighting Fittings | E80217 | T.H. 1000W w/diffuse refl | NULL
EE_EE05_E80216_NULL | E | T.H. 1000W w/specular refl SFA 47 | EE | ELECTRICAL | EE05 | Lighting Fittings | E80216 | T.H. 1000W w/specular refl SFA 47 | NULL
EE_EE05_E80221_NULL | E | T.H. with 1000W lamp | EE | ELECTRICAL | EE05 | Lighting Fittings | E80221 | T.H. with 1000W lamp | NULL
EE_EE05_E80222_NULL | E | T.H. with 1500W lamp | EE | ELECTRICAL | EE05 | Lighting Fittings | E80222 | T.H. with 1500W lamp | NULL
EE_EE05_E80220_NULL | E | T.H. with 500W lamp IP54 | EE | ELECTRICAL | EE05 | Lighting Fittings | E80220 | T.H. with 500W lamp IP54 | NULL
EE_EE05_E80219_NULL | E | T.H.1500W w/diffuse reflector | EE | ELECTRICAL | EE05 | Lighting Fittings | E80219 | T.H.1500W w/diffuse reflector | NULL
EE_EE05_E80218_NULL | E | T.H.1500W w/refl SFA 48 | EE | ELECTRICAL | EE05 | Lighting Fittings | E80218 | T.H.1500W w/refl SFA 48 | NULL
EE_EE05_E80248_NULL | E | Thorn precinct sphere lighting IP23 70W SON | EE | ELECTRICAL | EE05 | Lighting Fittings | E80248 | Thorn precinct sphere lighting IP23 70W SON | NULL
EE_EE05_E80249_NULL | E | Thorn precinct sphere lighting IP23 80W MBF | EE | ELECTRICAL | EE05 | Lighting Fittings | E80249 | Thorn precinct sphere lighting IP23 80W MBF | NULL
EE_EE05_E80234_NULL | E | Transformer for 1500 MBIL lamp (Thorn) | EE | ELECTRICAL | EE05 | Lighting Fittings | E80234 | Transformer for 1500 MBIL lamp (Thorn) | NULL
EE_EE05_E80310_NULL | E | Type "N" glassware | EE | ELECTRICAL | EE05 | Lighting Fittings | E80310 | Type "N" glassware | NULL
EE_EE05_E80318_NULL | E | Type 'N' attachment with B.C. lampholder | EE | ELECTRICAL | EE05 | Lighting Fittings | E80318 | Type 'N' attachment with B.C. lampholder | NULL
EE_EE05_E80227_NULL | E | Universal pole clamp | EE | ELECTRICAL | EE05 | Lighting Fittings | E80227 | Universal pole clamp | NULL
EE_EE05_E80306_NULL | E | Variform Lighting Fitting Single light SFA 18 | EE | ELECTRICAL | EE05 | Lighting Fittings | E80306 | Variform Lighting Fitting Single light SFA 18 | NULL
EE_EE05_E80305_NULL | E | Variform Lighting Fitting Single light SFA 19 | EE | ELECTRICAL | EE05 | Lighting Fittings | E80305 | Variform Lighting Fitting Single light SFA 19 | NULL
EE_EE05_E80307_NULL | E | Variform Lighting Fitting Single light SFA 17 | EE | ELECTRICAL | EE05 | Lighting Fittings | E80307 | Variform Lighting Fitting Single light SFA 17 | NULL
EE_EE05_E80308_NULL | E | Variform Lighting FittingsTwin light SFA 15 | EE | ELECTRICAL | EE05 | Lighting Fittings | E80308 | Variform Lighting FittingsTwin light SFA 15 | NULL
EE_EE05_E80309_NULL | E | Variform Lighting FittingsTwin light SFA 16 | EE | ELECTRICAL | EE05 | Lighting Fittings | E80309 | Variform Lighting FittingsTwin light SFA 16 | NULL
EE_EE05_E80304_NULL | E | Wall mounting luminaire 80 watt MBF lamp | EE | ELECTRICAL | EE05 | Lighting Fittings | E80304 | Wall mounting luminaire 80 watt MBF lamp | NULL
EE_EE05_E80303_NULL | E | Wall mounting luminaire IP65 70 watts SON | EE | ELECTRICAL | EE05 | Lighting Fittings | E80303 | Wall mounting luminaire IP65 70 watts SON | NULL
EE_EE05_E80298_NULL | E | Wall/ceiling luminair, circular 200 mm dia | EE | ELECTRICAL | EE05 | Lighting Fittings | E80298 | Wall/ceiling luminair, circular 200 mm dia | NULL
EE_EE05_E80191_NULL | E | Well glass fitting 100W SW10/IR | EE | ELECTRICAL | EE05 | Lighting Fittings | E80191 | Well glass fitting 100W SW10/IR | NULL
EE_EE05_E80189_NULL | E | Well glass fitting 40/60W SW6/IR | EE | ELECTRICAL | EE05 | Lighting Fittings | E80189 | Well glass fitting 40/60W SW6/IR | NULL
EE_EE05_E80195_NULL | E | Well glass fitting S.G. 10 | EE | ELECTRICAL | EE05 | Lighting Fittings | E80195 | Well glass fitting S.G. 10 | NULL
EE_EE05_E80194_NULL | E | Well glass fitting S.G. 6 | EE | ELECTRICAL | EE05 | Lighting Fittings | E80194 | Well glass fitting S.G. 6 | NULL
EE_EE05_E80199_NULL | E | Well glass for well glass fitting S.G. 10 | EE | ELECTRICAL | EE05 | Lighting Fittings | E80199 | Well glass for well glass fitting S.G. 10 | NULL
EE_EE05_E80198_NULL | E | Well glass for well glass fitting S.G. 6 | EE | ELECTRICAL | EE05 | Lighting Fittings | E80198 | Well glass for well glass fitting S.G. 6 | NULL
EE_EE05_E80193_NULL | E | Well glass for well glass ftg SW10/IR 100W | EE | ELECTRICAL | EE05 | Lighting Fittings | E80193 | Well glass for well glass ftg SW10/IR 100W | NULL
EE_EE05_E80192_NULL | E | Well glass for well glass ftg SW6/IR 40/60W | EE | ELECTRICAL | EE05 | Lighting Fittings | E80192 | Well glass for well glass ftg SW6/IR 40/60W | NULL
EE_EE05_E80200_NULL | E | Wire guard for SW6/IRWSW10/IR | EE | ELECTRICAL | EE05 | Lighting Fittings | E80200 | Wire guard for SW6/IRWSW10/IR | NULL
EE_EE22_NULL_NULL | E | M.C.C.B.'s | EE | ELECTRICAL | EE22 | M.C.C.B.'s | NULL |  | NULL
EE_EE22_E81088_NULL | E | IDMT earth fault relay CDG 11/CDG 16 | EE | ELECTRICAL | EE22 | M.C.C.B.'s | E81088 | IDMT earth fault relay CDG 11/CDG 16 | NULL
EE_EE22_E81073_NULL | E | MCCB 3p 125 to 225 A 22 kA | EE | ELECTRICAL | EE22 | M.C.C.B.'s | E81073 | MCCB 3p 125 to 225 A 22 kA | NULL
EE_EE22_E81069_NULL | E | MCCB 3p 15/30 A 7.5 kA | EE | ELECTRICAL | EE22 | M.C.C.B.'s | E81069 | MCCB 3p 15/30 A 7.5 kA | NULL
EE_EE22_E81074_NULL | E | MCCB 3p 250 to 400 A 22 kA | EE | ELECTRICAL | EE22 | M.C.C.B.'s | E81074 | MCCB 3p 250 to 400 A 22 kA | NULL
EE_EE22_E81070_NULL | E | MCCB 3p 40/50 A 7.5 kA | EE | ELECTRICAL | EE22 | M.C.C.B.'s | E81070 | MCCB 3p 40/50 A 7.5 kA | NULL
EE_EE22_E81075_NULL | E | MCCB 3p 500/600 A 43 kA | EE | ELECTRICAL | EE22 | M.C.C.B.'s | E81075 | MCCB 3p 500/600 A 43 kA | NULL
EE_EE22_E81071_NULL | E | MCCB 3p 60 A 7.5 kA | EE | ELECTRICAL | EE22 | M.C.C.B.'s | E81071 | MCCB 3p 60 A 7.5 kA | NULL
EE_EE22_E81072_NULL | E | MCCB 3p 75/100 A 14 kA | EE | ELECTRICAL | EE22 | M.C.C.B.'s | E81072 | MCCB 3p 75/100 A 14 kA | NULL
EE_EE22_E81076_NULL | E | MCCB 4p 125 to 225 A 22 kA | EE | ELECTRICAL | EE22 | M.C.C.B.'s | E81076 | MCCB 4p 125 to 225 A 22 kA | NULL
EE_EE22_E81079_NULL | E | MCCB 4p 125 to 225 A 50 kA | EE | ELECTRICAL | EE22 | M.C.C.B.'s | E81079 | MCCB 4p 125 to 225 A 50 kA | NULL
EE_EE22_E81077_NULL | E | MCCB 4p 250 to 400 A 22 kA | EE | ELECTRICAL | EE22 | M.C.C.B.'s | E81077 | MCCB 4p 250 to 400 A 22 kA | NULL
EE_EE22_E81080_NULL | E | MCCB 4p 250 to 400 A 50 kA | EE | ELECTRICAL | EE22 | M.C.C.B.'s | E81080 | MCCB 4p 250 to 400 A 50 kA | NULL
EE_EE22_E81078_NULL | E | MCCB 4p 500/600 A 43 kA | EE | ELECTRICAL | EE22 | M.C.C.B.'s | E81078 | MCCB 4p 500/600 A 43 kA | NULL
EE_EE22_E81081_NULL | E | MCCB 4p 500/600 A 50 kA | EE | ELECTRICAL | EE22 | M.C.C.B.'s | E81081 | MCCB 4p 500/600 A 50 kA | NULL
EE_EE22_E81082_NULL | E | MCCB single pole 100 A 7.5 kA | EE | ELECTRICAL | EE22 | M.C.C.B.'s | E81082 | MCCB single pole 100 A 7.5 kA | NULL
EE_EE22_E81083_NULL | E | MCCB single pole 60 A 7.5 kA | EE | ELECTRICAL | EE22 | M.C.C.B.'s | E81083 | MCCB single pole 60 A 7.5 kA | NULL
EE_EE22_E81085_NULL | E | Metal box for 4p MCCB of 125A to 225A | EE | ELECTRICAL | EE22 | M.C.C.B.'s | E81085 | Metal box for 4p MCCB of 125A to 225A | NULL
EE_EE22_E81086_NULL | E | Metal box for 4p MCCB of 300A to 400A | EE | ELECTRICAL | EE22 | M.C.C.B.'s | E81086 | Metal box for 4p MCCB of 300A to 400A | NULL
EE_EE22_E81087_NULL | E | Metal box for 4p MCCB of 500A to 600A | EE | ELECTRICAL | EE22 | M.C.C.B.'s | E81087 | Metal box for 4p MCCB of 500A to 600A | NULL
EE_EE22_E81084_NULL | E | Metal box for 4p MCCB up to 100A | EE | ELECTRICAL | EE22 | M.C.C.B.'s | E81084 | Metal box for 4p MCCB up to 100A | NULL
EE_EE22_E81089_NULL | E | Metal box for IDMT relay | EE | ELECTRICAL | EE22 | M.C.C.B.'s | E81089 | Metal box for IDMT relay | NULL
EE_EE30_NULL_NULL | E | Miscellaneous | EE | ELECTRICAL | EE30 | Miscellaneous | NULL |  | NULL
EE_EE30_E81236_NULL | E | 60A neutral link for meter board loop wire | EE | ELECTRICAL | EE30 | Miscellaneous | E81236 | 60A neutral link for meter board loop wire | NULL
EE_EE30_E81260_NULL | E | Auto Transformer 15 KVA, single phase | EE | ELECTRICAL | EE30 | Miscellaneous | E81260 | Auto Transformer 15 KVA, single phase | NULL
EE_EE30_E81261_NULL | E | Auto Transformer 25 KVA, single phase | EE | ELECTRICAL | EE30 | Miscellaneous | E81261 | Auto Transformer 25 KVA, single phase | NULL
EE_EE30_E81259_NULL | E | Auto Transformer 45 KVA, 3 Phase | EE | ELECTRICAL | EE30 | Miscellaneous | E81259 | Auto Transformer 45 KVA, 3 Phase | NULL
EE_EE30_E81215_NULL | E | Braided CU tape w/P.V.C.S.25 mm earthing | EE | ELECTRICAL | EE30 | Miscellaneous | E81215 | Braided CU tape w/P.V.C.S.25 mm earthing | NULL
EE_EE30_E81225_NULL | E | Cable tape off unit CU22 | EE | ELECTRICAL | EE30 | Miscellaneous | E81225 | Cable tape off unit CU22 | NULL
EE_EE30_E81226_NULL | E | Cable tape off unit CU32 | EE | ELECTRICAL | EE30 | Miscellaneous | E81226 | Cable tape off unit CU32 | NULL
EE_EE30_E81253_NULL | E | Connector Box Std. Drg. No. 02.05.06 | EE | ELECTRICAL | EE30 | Miscellaneous | E81253 | Connector Box Std. Drg. No. 02.05.06 | NULL
EE_EE30_E81255_NULL | E | Control Box Std. Drg. No. 02.05.12, 02.05.13 | EE | ELECTRICAL | EE30 | Miscellaneous | E81255 | Control Box Std. Drg. No. 02.05.12, 02.05.13 | NULL
EE_EE30_E81250_NULL | E | Control Gear box c/w gear for 250W SONLINE | EE | ELECTRICAL | EE30 | Miscellaneous | E81250 | Control Gear box c/w gear for 250W SONLINE | NULL
EE_EE30_E81251_NULL | E | Control Gear box c/w gear for 400W SONLINE | EE | ELECTRICAL | EE30 | Miscellaneous | E81251 | Control Gear box c/w gear for 400W SONLINE | NULL
EE_EE30_E81209_NULL | E | Cover for Busbar Chamber Unit | EE | ELECTRICAL | EE30 | Miscellaneous | E81209 | Cover for Busbar Chamber Unit | NULL
EE_EE30_E81278_NULL | E | Electrician/wireman 08.00 - 20.00 hrs per 12hr | EE | ELECTRICAL | EE30 | Miscellaneous | E81278 | Electrician/wireman 08.00 - 20.00 hrs per 12hr | NULL
EE_EE30_E81279_NULL | E | Electrician/wireman 20.00 08.00 hrs per 12hr | EE | ELECTRICAL | EE30 | Miscellaneous | E81279 | Electrician/wireman 20.00 08.00 hrs per 12hr | NULL
EE_EE30_E81248_NULL | E | Front Glass for "THORN" SONLINE floodlight | EE | ELECTRICAL | EE30 | Miscellaneous | E81248 | Front Glass for "THORN" SONLINE floodlight | NULL
EE_EE30_E81247_NULL | E | Front glass for "THORN" Area floodlight | EE | ELECTRICAL | EE30 | Miscellaneous | E81247 | Front glass for "THORN" Area floodlight | NULL
EE_EE30_E81273_NULL | E | Galv metal box 0.05 m3 - 0.1 m3 | EE | ELECTRICAL | EE30 | Miscellaneous | E81273 | Galv metal box 0.05 m3 - 0.1 m3 | NULL
EE_EE30_E81270_NULL | E | Galv metal box 0.005 m3 - 0.01 m3 | EE | ELECTRICAL | EE30 | Miscellaneous | E81270 | Galv metal box 0.005 m3 - 0.01 m3 | NULL
EE_EE30_E81271_NULL | E | Galv metal box 0.01 m3 - 0.03 m3 | EE | ELECTRICAL | EE30 | Miscellaneous | E81271 | Galv metal box 0.01 m3 - 0.03 m3 | NULL
EE_EE30_E81272_NULL | E | Galv metal box 0.03 m3 - 0.05 m3 | EE | ELECTRICAL | EE30 | Miscellaneous | E81272 | Galv metal box 0.03 m3 - 0.05 m3 | NULL
EE_EE30_E81274_NULL | E | Galv metal box 0.1 m3 - 0.3 m3 | EE | ELECTRICAL | EE30 | Miscellaneous | E81274 | Galv metal box 0.1 m3 - 0.3 m3 | NULL
EE_EE30_E81269_NULL | E | Galv metal box Not exceeding 0.005 m3 | EE | ELECTRICAL | EE30 | Miscellaneous | E81269 | Galv metal box Not exceeding 0.005 m3 | NULL
EE_EE30_E81227_NULL | E | Heat shrunk corr prot sleeve 300 mm/210 mm | EE | ELECTRICAL | EE30 | Miscellaneous | E81227 | Heat shrunk corr prot sleeve 300 mm/210 mm | NULL
EE_EE30_E81231_NULL | E | Heat shrunk corr prot sleeve150 mm/104 mm | EE | ELECTRICAL | EE30 | Miscellaneous | E81231 | Heat shrunk corr prot sleeve150 mm/104 mm | NULL
EE_EE30_E81229_NULL | E | Heat shrunk corr prot sleeve196 mm/140 mm | EE | ELECTRICAL | EE30 | Miscellaneous | E81229 | Heat shrunk corr prot sleeve196 mm/140 mm | NULL
EE_EE30_E81228_NULL | E | Heat shrunk corr prot sleeve255 mm/150 mm | EE | ELECTRICAL | EE30 | Miscellaneous | E81228 | Heat shrunk corr prot sleeve255 mm/150 mm | NULL
EE_EE30_E81230_NULL | E | Heat shrunk corrprot sleeve165 mm/127 mm | EE | ELECTRICAL | EE30 | Miscellaneous | E81230 | Heat shrunk corrprot sleeve165 mm/127 mm | NULL
EE_EE30_E81245_NULL | E | Metal box for "SONLINE" 250/400W control gear | EE | ELECTRICAL | EE30 | Miscellaneous | E81245 | Metal box for "SONLINE" 250/400W control gear | NULL
EE_EE30_E81243_NULL | E | Metal box for 1500/1600W MBIL control gear | EE | ELECTRICAL | EE30 | Miscellaneous | E81243 | Metal box for 1500/1600W MBIL control gear | NULL
EE_EE30_E81244_NULL | E | Metal box for 750W MBIL control gear | EE | ELECTRICAL | EE30 | Miscellaneous | E81244 | Metal box for 750W MBIL control gear | NULL
EE_EE30_E81263_NULL | E | Metal casing for recessed fluo ftg 300 x 1200 mm | EE | ELECTRICAL | EE30 | Miscellaneous | E81263 | Metal casing for recessed fluo ftg 300 x 1200 mm | NULL
EE_EE30_E81265_NULL | E | Metal casing for recessed fluo ftg 300 x 1500 mm | EE | ELECTRICAL | EE30 | Miscellaneous | E81265 | Metal casing for recessed fluo ftg 300 x 1500 mm | NULL
EE_EE30_E81267_NULL | E | Metal casing for recessed fluo ftg 300 x 1800 mm | EE | ELECTRICAL | EE30 | Miscellaneous | E81267 | Metal casing for recessed fluo ftg 300 x 1800 mm | NULL
EE_EE30_E81264_NULL | E | Metal casing for recessed fluo ftg 600 x 1200 mm | EE | ELECTRICAL | EE30 | Miscellaneous | E81264 | Metal casing for recessed fluo ftg 600 x 1200 mm | NULL
EE_EE30_E81266_NULL | E | Metal casing for recessed fluo ftg 600 x 1500 mm | EE | ELECTRICAL | EE30 | Miscellaneous | E81266 | Metal casing for recessed fluo ftg 600 x 1500 mm | NULL
EE_EE30_E81268_NULL | E | Metal casing for recessed fluo ftg 600 x 1800 mm | EE | ELECTRICAL | EE30 | Miscellaneous | E81268 | Metal casing for recessed fluo ftg 600 x 1800 mm | NULL
EE_EE30_E81262_NULL | E | Metal casing for recessed fluo ftg 600 x 600 mm | EE | ELECTRICAL | EE30 | Miscellaneous | E81262 | Metal casing for recessed fluo ftg 600 x 600 mm | NULL
EE_EE30_E81256_NULL | E | Mounting Bracket Std. Drg. No. 02.05.14 | EE | ELECTRICAL | EE30 | Miscellaneous | E81256 | Mounting Bracket Std. Drg. No. 02.05.14 | NULL
EE_EE30_E81257_NULL | E | Mounting Bracket Std. Drg. No. 02.05.15 | EE | ELECTRICAL | EE30 | Miscellaneous | E81257 | Mounting Bracket Std. Drg. No. 02.05.15 | NULL
EE_EE30_E81258_NULL | E | Mounting Brackets/Arms Std. Drg. No. 02.05.20 | EE | ELECTRICAL | EE30 | Miscellaneous | E81258 | Mounting Brackets/Arms Std. Drg. No. 02.05.20 | NULL
EE_EE30_E81223_NULL | E | Neutral terminal for switchfuse100 Amp. | EE | ELECTRICAL | EE30 | Miscellaneous | E81223 | Neutral terminal for switchfuse100 Amp. | NULL
EE_EE30_E81220_NULL | E | Neutral terminal for switchfuse15 Amp. | EE | ELECTRICAL | EE30 | Miscellaneous | E81220 | Neutral terminal for switchfuse15 Amp. | NULL
EE_EE30_E81221_NULL | E | Neutral terminal for switchfuse30 Amp. | EE | ELECTRICAL | EE30 | Miscellaneous | E81221 | Neutral terminal for switchfuse30 Amp. | NULL
EE_EE30_E81222_NULL | E | Neutral terminal for switchfuse60 Amp. | EE | ELECTRICAL | EE30 | Miscellaneous | E81222 | Neutral terminal for switchfuse60 Amp. | NULL
EE_EE30_E81224_NULL | E | Neutral terminal, all insulated | EE | ELECTRICAL | EE30 | Miscellaneous | E81224 | Neutral terminal, all insulated | NULL
EE_EE30_E81210_NULL | E | Non armoured P.I.L.C. cable 630 mm2 | EE | ELECTRICAL | EE30 | Miscellaneous | E81210 | Non armoured P.I.L.C. cable 630 mm2 | NULL
EE_EE30_E81211_NULL | E | P.V.C. Telephone cable duct 30 x 20 mm | EE | ELECTRICAL | EE30 | Miscellaneous | E81211 | P.V.C. Telephone cable duct 30 x 20 mm | NULL
EE_EE30_E81216_NULL | E | P.V.C. extension sleeve for M.I.C.S. cable | EE | ELECTRICAL | EE30 | Miscellaneous | E81216 | P.V.C. extension sleeve for M.I.C.S. cable | NULL
EE_EE30_E81277_NULL | E | Petrol dr port generator min 1.5 KVA for hire per day | EE | ELECTRICAL | EE30 | Miscellaneous | E81277 | Petrol dr port generator min 1.5 KVA for hire per day | NULL
EE_EE30_E81252_NULL | E | Pole Cap Std. Drg. No. 02.05.05A | EE | ELECTRICAL | EE30 | Miscellaneous | E81252 | Pole Cap Std. Drg. No. 02.05.05A | NULL
EE_EE30_E81219_NULL | E | Porcelain support for Busbar/link box 1000A | EE | ELECTRICAL | EE30 | Miscellaneous | E81219 | Porcelain support for Busbar/link box 1000A | NULL
EE_EE30_E81217_NULL | E | Porcelain support for Busbar/link box 300A | EE | ELECTRICAL | EE30 | Miscellaneous | E81217 | Porcelain support for Busbar/link box 300A | NULL
EE_EE30_E81218_NULL | E | Porcelain support for Busbar/link box 500A | EE | ELECTRICAL | EE30 | Miscellaneous | E81218 | Porcelain support for Busbar/link box 500A | NULL
EE_EE30_E81275_NULL | E | Rust inhibitor for ceiling fan | EE | ELECTRICAL | EE30 | Miscellaneous | E81275 | Rust inhibitor for ceiling fan | NULL
EE_EE30_E81254_NULL | E | Service Box Std Drg No. 02.05.08/02.05.25/02.05.26A | EE | ELECTRICAL | EE30 | Miscellaneous | E81254 | Service Box Std Drg No. 02.05.08/02.05.25/02.05.26A | NULL
EE_EE30_E81276_NULL | E | Service vehicle min 1400 c.c. for hire per day | EE | ELECTRICAL | EE30 | Miscellaneous | E81276 | Service vehicle min 1400 c.c. for hire per day | NULL
EE_EE30_E81240_NULL | E | Side entry lantern 125 W MBF/U | EE | ELECTRICAL | EE30 | Miscellaneous | E81240 | Side entry lantern 125 W MBF/U | NULL
EE_EE30_E81241_NULL | E | Side entry lantern vandal proof 125W mercury | EE | ELECTRICAL | EE30 | Miscellaneous | E81241 | Side entry lantern vandal proof 125W mercury | NULL
EE_EE30_E81212_NULL | E | Single phase Lighting track "Concord" | EE | ELECTRICAL | EE30 | Miscellaneous | E81212 | Single phase Lighting track "Concord" | NULL
EE_EE30_E81206_NULL | E | Starter D.O.L. T.P. with enclosure 15/30 A | EE | ELECTRICAL | EE30 | Miscellaneous | E81206 | Starter D.O.L. T.P. with enclosure 15/30 A | NULL
EE_EE30_E81207_NULL | E | Starter D.O.L. T.P. with enclosure 45 Amp. | EE | ELECTRICAL | EE30 | Miscellaneous | E81207 | Starter D.O.L. T.P. with enclosure 45 Amp. | NULL
EE_EE30_E81208_NULL | E | Starter D.O.L. T.P. with enclosure 60 Amp. | EE | ELECTRICAL | EE30 | Miscellaneous | E81208 | Starter D.O.L. T.P. with enclosure 60 Amp. | NULL
EE_EE30_E81214_NULL | E | Three phase Lighting track "RAAK" | EE | ELECTRICAL | EE30 | Miscellaneous | E81214 | Three phase Lighting track "RAAK" | NULL
EE_EE30_E81213_NULL | E | Three phase Lighting track"Concord" | EE | ELECTRICAL | EE30 | Miscellaneous | E81213 | Three phase Lighting track"Concord" | NULL
EE_EE30_E81239_NULL | E | URBIS vertical adaptor | EE | ELECTRICAL | EE30 | Miscellaneous | E81239 | URBIS vertical adaptor | NULL
EE_EE30_E81238_NULL | E | URBIS Z x IN Luminasire 70W SON | EE | ELECTRICAL | EE30 | Miscellaneous | E81238 | URBIS Z x IN Luminasire 70W SON | NULL
EE_EE30_E81242_NULL | E | Wall bracket for side entry lantern | EE | ELECTRICAL | EE30 | Miscellaneous | E81242 | Wall bracket for side entry lantern | NULL
EE_EE30_E81249_NULL | E | Wire Guard for "THORN" SONLINE floodlight | EE | ELECTRICAL | EE30 | Miscellaneous | E81249 | Wire Guard for "THORN" SONLINE floodlight | NULL
EE_EE30_E81246_NULL | E | Wireguard for "THORN" Area floodlight | EE | ELECTRICAL | EE30 | Miscellaneous | E81246 | Wireguard for "THORN" Area floodlight | NULL
EE_EE30_E81232_NULL | E | Wiremesh guard for propeller fan 300 mm | EE | ELECTRICAL | EE30 | Miscellaneous | E81232 | Wiremesh guard for propeller fan 300 mm | NULL
EE_EE30_E81233_NULL | E | Wiremesh guard for propeller fan 450 mm | EE | ELECTRICAL | EE30 | Miscellaneous | E81233 | Wiremesh guard for propeller fan 450 mm | NULL
EE_EE30_E81234_NULL | E | Wiremesh guard for propeller fan 600 mm | EE | ELECTRICAL | EE30 | Miscellaneous | E81234 | Wiremesh guard for propeller fan 600 mm | NULL
EE_EE30_E81235_NULL | E | Wiremesh guard for propeller fan 800 mm | EE | ELECTRICAL | EE30 | Miscellaneous | E81235 | Wiremesh guard for propeller fan 800 mm | NULL
EE_EE06_NULL_NULL | E | Miscellaneous accessories | EE | ELECTRICAL | EE06 | Miscellaneous accessories | NULL |  | NULL
EE_EE06_E80349_NULL | E | Ceiling rose 2 or 3 terminal cordgrip | EE | ELECTRICAL | EE06 | Miscellaneous accessories | E80349 | Ceiling rose 2 or 3 terminal cordgrip | NULL
EE_EE06_E80350_NULL | E | Ceiling rose 2 or 3 terminal cordgrip | EE | ELECTRICAL | EE06 | Miscellaneous accessories | E80350 | Ceiling rose 2 or 3 terminal cordgrip | NULL
EE_EE06_E80346_NULL | E | Compression Gland | EE | ELECTRICAL | EE06 | Miscellaneous accessories | E80346 | Compression Gland | NULL
EE_EE06_E80353_NULL | E | Connector moulded 5 -10 Amp | EE | ELECTRICAL | EE06 | Miscellaneous accessories | E80353 | Connector moulded 5 -10 Amp | NULL
EE_EE06_E80354_NULL | E | Connector moulded 15 -30 Amp | EE | ELECTRICAL | EE06 | Miscellaneous accessories | E80354 | Connector moulded 15 -30 Amp | NULL
EE_EE06_E80352_NULL | E | Connector porcelain, double way | EE | ELECTRICAL | EE06 | Miscellaneous accessories | E80352 | Connector porcelain, double way | NULL
EE_EE06_E80351_NULL | E | Connector porcelain, single way | EE | ELECTRICAL | EE06 | Miscellaneous accessories | E80351 | Connector porcelain, single way | NULL
EE_EE06_E80348_NULL | E | Cover for service box on lamp pole | EE | ELECTRICAL | EE06 | Miscellaneous accessories | E80348 | Cover for service box on lamp pole | NULL
EE_EE06_E80355_NULL | E | Label 40 x 60 mm Chromium plated | EE | ELECTRICAL | EE06 | Miscellaneous accessories | E80355 | Label 40 x 60 mm Chromium plated | NULL
EE_EE06_E80358_NULL | E | Label 80 x 120 mm Chromium plated | EE | ELECTRICAL | EE06 | Miscellaneous accessories | E80358 | Label 80 x 120 mm Chromium plated | NULL
EE_EE06_E80357_NULL | E | Labels for MCB | EE | ELECTRICAL | EE06 | Miscellaneous accessories | E80357 | Labels for MCB | NULL
EE_EE06_E80345_NULL | E | Lamp pole galvanized 12 metre | EE | ELECTRICAL | EE06 | Miscellaneous accessories | E80345 | Lamp pole galvanized 12 metre | NULL
EE_EE06_E80341_NULL | E | Lamp pole galvanized 4.5 metre | EE | ELECTRICAL | EE06 | Miscellaneous accessories | E80341 | Lamp pole galvanized 4.5 metre | NULL
EE_EE06_E80342_NULL | E | Lamp pole galvanized 7 metre | EE | ELECTRICAL | EE06 | Miscellaneous accessories | E80342 | Lamp pole galvanized 7 metre | NULL
EE_EE06_E80343_NULL | E | Lamp pole galvanized 7.5 metre | EE | ELECTRICAL | EE06 | Miscellaneous accessories | E80343 | Lamp pole galvanized 7.5 metre | NULL
EE_EE06_E80344_NULL | E | Lamp pole galvanized 8 metre | EE | ELECTRICAL | EE06 | Miscellaneous accessories | E80344 | Lamp pole galvanized 8 metre | NULL
EE_EE06_E80340_NULL | E | Lamp pole mild steel 12 metre | EE | ELECTRICAL | EE06 | Miscellaneous accessories | E80340 | Lamp pole mild steel 12 metre | NULL
EE_EE06_E80336_NULL | E | Lamp pole mild steel 4.5 metre | EE | ELECTRICAL | EE06 | Miscellaneous accessories | E80336 | Lamp pole mild steel 4.5 metre | NULL
EE_EE06_E80337_NULL | E | Lamp pole mild steel 7 metre | EE | ELECTRICAL | EE06 | Miscellaneous accessories | E80337 | Lamp pole mild steel 7 metre | NULL
EE_EE06_E80338_NULL | E | Lamp pole mild steel 7.5 metre | EE | ELECTRICAL | EE06 | Miscellaneous accessories | E80338 | Lamp pole mild steel 7.5 metre | NULL
EE_EE06_E80339_NULL | E | Lamp pole mild steel 8 metre | EE | ELECTRICAL | EE06 | Miscellaneous accessories | E80339 | Lamp pole mild steel 8 metre | NULL
EE_EE06_E80360_NULL | E | Letters engraving on switch plate | EE | ELECTRICAL | EE06 | Miscellaneous accessories | E80360 | Letters engraving on switch plate | NULL
EE_EE06_E80362_NULL | E | Metal break ring, or overlapping plate | EE | ELECTRICAL | EE06 | Miscellaneous accessories | E80362 | Metal break ring, or overlapping plate | NULL
EE_EE06_E80361_NULL | E | Packing gland 1.0 mm2 or 1.5 mm2 | EE | ELECTRICAL | EE06 | Miscellaneous accessories | E80361 | Packing gland 1.0 mm2 or 1.5 mm2 | NULL
EE_EE06_E80356_NULL | E | Traffolyte Label 40 x 60 mm | EE | ELECTRICAL | EE06 | Miscellaneous accessories | E80356 | Traffolyte Label 40 x 60 mm | NULL
EE_EE06_E80359_NULL | E | Traffolyte Label 80 x 120 mm | EE | ELECTRICAL | EE06 | Miscellaneous accessories | E80359 | Traffolyte Label 80 x 120 mm | NULL
EE_EE06_E80347_NULL | E | Working Platform | EE | ELECTRICAL | EE06 | Miscellaneous accessories | E80347 | Working Platform | NULL
EE_EE07_NULL_NULL | E | Mounting Blocks | EE | ELECTRICAL | EE07 | Mounting Blocks | NULL |  | NULL
EE_EE07_E80366_NULL | E | Mounting blk 250 mm dia. | EE | ELECTRICAL | EE07 | Mounting Blocks | E80366 | Mounting blk 250 mm dia. | NULL
EE_EE07_E80364_NULL | E | Mounting blk 100 mm dia. or 75 x 150 mm | EE | ELECTRICAL | EE07 | Mounting Blocks | E80364 | Mounting blk 100 mm dia. or 75 x 150 mm | NULL
EE_EE07_E80365_NULL | E | Mounting blk 150 mm dia. or 150 x 150 mm | EE | ELECTRICAL | EE07 | Mounting Blocks | E80365 | Mounting blk 150 mm dia. or 150 x 150 mm | NULL
EE_EE07_E80367_NULL | E | Mounting blk 150 x 250 mm | EE | ELECTRICAL | EE07 | Mounting Blocks | E80367 | Mounting blk 150 x 250 mm | NULL
EE_EE07_E80371_NULL | E | Mounting blk 150 x 380 mm | EE | ELECTRICAL | EE07 | Mounting Blocks | E80371 | Mounting blk 150 x 380 mm | NULL
EE_EE07_E80368_NULL | E | Mounting blk 180 x 250 mm | EE | ELECTRICAL | EE07 | Mounting Blocks | E80368 | Mounting blk 180 x 250 mm | NULL
EE_EE07_E80369_NULL | E | Mounting blk 200 x 300 mm | EE | ELECTRICAL | EE07 | Mounting Blocks | E80369 | Mounting blk 200 x 300 mm | NULL
EE_EE07_E80372_NULL | E | Mounting blk 200 x 380 mm | EE | ELECTRICAL | EE07 | Mounting Blocks | E80372 | Mounting blk 200 x 380 mm | NULL
EE_EE07_E80370_NULL | E | Mounting blk 250 x 300 mm | EE | ELECTRICAL | EE07 | Mounting Blocks | E80370 | Mounting blk 250 x 300 mm | NULL
EE_EE07_E80373_NULL | E | Mounting blk 250 x 380 mm | EE | ELECTRICAL | EE07 | Mounting Blocks | E80373 | Mounting blk 250 x 380 mm | NULL
EE_EE07_E80374_NULL | E | Mounting blk 300 x 300 mm | EE | ELECTRICAL | EE07 | Mounting Blocks | E80374 | Mounting blk 300 x 300 mm | NULL
EE_EE07_E80375_NULL | E | Mounting blk 300 x 450 mm | EE | ELECTRICAL | EE07 | Mounting Blocks | E80375 | Mounting blk 300 x 450 mm | NULL
EE_EE07_E80376_NULL | E | Mounting blk 350 x 400 mm | EE | ELECTRICAL | EE07 | Mounting Blocks | E80376 | Mounting blk 350 x 400 mm | NULL
EE_EE07_E80363_NULL | E | Mounting blk 75 mm dia/75 x 75/120 x 70 mm | EE | ELECTRICAL | EE07 | Mounting Blocks | E80363 | Mounting blk 75 mm dia/75 x 75/120 x 70 mm | NULL
EE_EE07_E80377_NULL | E | Mounting board 250 x 400 mm c/w cover | EE | ELECTRICAL | EE07 | Mounting Blocks | E80377 | Mounting board 250 x 400 mm c/w cover | NULL
EE_EE07_E80378_NULL | E | Wooden stand for desk fan fixed to wall | EE | ELECTRICAL | EE07 | Mounting Blocks | E80378 | Wooden stand for desk fan fixed to wall | NULL
EE_EE08_NULL_NULL | E | Plugs and Socket Outlets | EE | ELECTRICAL | EE08 | Plugs and Socket Outlets | NULL |  | NULL
EE_EE08_E80442_NULL | E | 13 A 3 pin sw skt sparkless c/w plug & br cover | EE | ELECTRICAL | EE08 | Plugs and Socket Outlets | E80442 | 13 A 3 pin sw skt sparkless c/w plug & br cover | NULL
EE_EE08_E80443_NULL | E | 13 A 3 pin twin sw skt sparkless c/w plug & br cover | EE | ELECTRICAL | EE08 | Plugs and Socket Outlets | E80443 | 13 A 3 pin twin sw skt sparkless c/w plug & br cover | NULL
EE_EE08_E80416_NULL | E | 13 Amp., 3 pin Sw socket p/l brass plate | EE | ELECTRICAL | EE08 | Plugs and Socket Outlets | E80416 | 13 Amp., 3 pin Sw socket p/l brass plate | NULL
EE_EE08_E80403_NULL | E | 13 Amp., 3 pin Switch socket | EE | ELECTRICAL | EE08 | Plugs and Socket Outlets | E80403 | 13 Amp., 3 pin Switch socket | NULL
EE_EE08_E80410_NULL | E | 13 Amp., 3 pin Switch socket surface pattern | EE | ELECTRICAL | EE08 | Plugs and Socket Outlets | E80410 | 13 Amp., 3 pin Switch socket surface pattern | NULL
EE_EE08_E80389_NULL | E | 13 Amp., 3 pin Socket | EE | ELECTRICAL | EE08 | Plugs and Socket Outlets | E80389 | 13 Amp., 3 pin Socket | NULL
EE_EE08_E80396_NULL | E | 13 Amp., 3 pin Socket brass plate | EE | ELECTRICAL | EE08 | Plugs and Socket Outlets | E80396 | 13 Amp., 3 pin Socket brass plate | NULL
EE_EE08_E80400_NULL | E | 13 Amp., 3 pin Socket surface pattern | EE | ELECTRICAL | EE08 | Plugs and Socket Outlets | E80400 | 13 Amp., 3 pin Socket surface pattern | NULL
EE_EE08_E80407_NULL | E | 13 Amp., 3 pin Switch socket brass plate | EE | ELECTRICAL | EE08 | Plugs and Socket Outlets | E80407 | 13 Amp., 3 pin Switch socket brass plate | NULL
EE_EE08_E80413_NULL | E | 13 Amp., 3 pin Switch socket pilot light | EE | ELECTRICAL | EE08 | Plugs and Socket Outlets | E80413 | 13 Amp., 3 pin Switch socket pilot light | NULL
EE_EE08_E80398_NULL | E | 13 Amp., 3 pin floor mount Socket brass plate | EE | ELECTRICAL | EE08 | Plugs and Socket Outlets | E80398 | 13 Amp., 3 pin floor mount Socket brass plate | NULL
EE_EE08_E80447_NULL | E | 13 Amp., 3 pin sw skt flameproof c/w plug | EE | ELECTRICAL | EE08 | Plugs and Socket Outlets | E80447 | 13 Amp., 3 pin sw skt flameproof c/w plug | NULL
EE_EE08_E80433_NULL | E | 13 Amp., 3 pin watertight Socket with plug | EE | ELECTRICAL | EE08 | Plugs and Socket Outlets | E80433 | 13 Amp., 3 pin watertight Socket with plug | NULL
EE_EE08_E80390_NULL | E | 13 Amp., 3 pin, Twin Socket | EE | ELECTRICAL | EE08 | Plugs and Socket Outlets | E80390 | 13 Amp., 3 pin, Twin Socket | NULL
EE_EE08_E80414_NULL | E | 13 Amp., 3 pin, Twin Sw socket p/l | EE | ELECTRICAL | EE08 | Plugs and Socket Outlets | E80414 | 13 Amp., 3 pin, Twin Sw socket p/l | NULL
EE_EE08_E80404_NULL | E | 13 Amp., 3 pin, Twin Switch socket | EE | ELECTRICAL | EE08 | Plugs and Socket Outlets | E80404 | 13 Amp., 3 pin, Twin Switch socket | NULL
EE_EE08_E80381_NULL | E | 13 Amp., 3 pin, fused Plug | EE | ELECTRICAL | EE08 | Plugs and Socket Outlets | E80381 | 13 Amp., 3 pin, fused Plug | NULL
EE_EE08_E80386_NULL | E | 13 Amp., 3 pin, fused rubber Plug | EE | ELECTRICAL | EE08 | Plugs and Socket Outlets | E80386 | 13 Amp., 3 pin, fused rubber Plug | NULL
EE_EE08_E80444_NULL | E | 15 A 3 pin sw skt sparkless c/w plug & br cover | EE | ELECTRICAL | EE08 | Plugs and Socket Outlets | E80444 | 15 A 3 pin sw skt sparkless c/w plug & br cover | NULL
EE_EE08_E80379_NULL | E | 15 Amp., 3 pin Plug | EE | ELECTRICAL | EE08 | Plugs and Socket Outlets | E80379 | 15 Amp., 3 pin Plug | NULL
EE_EE08_E80395_NULL | E | 15 Amp., 3 pin Socket brass plate | EE | ELECTRICAL | EE08 | Plugs and Socket Outlets | E80395 | 15 Amp., 3 pin Socket brass plate | NULL
EE_EE08_E80415_NULL | E | 15 Amp., 3 pin Sw socket p/l brass plate | EE | ELECTRICAL | EE08 | Plugs and Socket Outlets | E80415 | 15 Amp., 3 pin Sw socket p/l brass plate | NULL
EE_EE08_E80402_NULL | E | 15 Amp., 3 pin Switch socket | EE | ELECTRICAL | EE08 | Plugs and Socket Outlets | E80402 | 15 Amp., 3 pin Switch socket | NULL
EE_EE08_E80406_NULL | E | 15 Amp., 3 pin Switch socket brass plate | EE | ELECTRICAL | EE08 | Plugs and Socket Outlets | E80406 | 15 Amp., 3 pin Switch socket brass plate | NULL
EE_EE08_E80388_NULL | E | 15 Amp., 3 pin Socket | EE | ELECTRICAL | EE08 | Plugs and Socket Outlets | E80388 | 15 Amp., 3 pin Socket | NULL
EE_EE08_E80399_NULL | E | 15 Amp., 3 pin Socket surface pattern | EE | ELECTRICAL | EE08 | Plugs and Socket Outlets | E80399 | 15 Amp., 3 pin Socket surface pattern | NULL
EE_EE08_E80412_NULL | E | 15 Amp., 3 pin Switch socket pilot light | EE | ELECTRICAL | EE08 | Plugs and Socket Outlets | E80412 | 15 Amp., 3 pin Switch socket pilot light | NULL
EE_EE08_E80409_NULL | E | 15 Amp., 3 pin Switch socket surface pattern | EE | ELECTRICAL | EE08 | Plugs and Socket Outlets | E80409 | 15 Amp., 3 pin Switch socket surface pattern | NULL
EE_EE08_E80385_NULL | E | 15 Amp., 3 pin rubber Plug | EE | ELECTRICAL | EE08 | Plugs and Socket Outlets | E80385 | 15 Amp., 3 pin rubber Plug | NULL
EE_EE08_E80448_NULL | E | 15 Amp., 3 pin sw skt flameproof c/w plug | EE | ELECTRICAL | EE08 | Plugs and Socket Outlets | E80448 | 15 Amp., 3 pin sw skt flameproof c/w plug | NULL
EE_EE08_E80434_NULL | E | 15 Amp., 3 pin watertight Socket with plug | EE | ELECTRICAL | EE08 | Plugs and Socket Outlets | E80434 | 15 Amp., 3 pin watertight Socket with plug | NULL
EE_EE08_E80380_NULL | E | 15 Amp., 3 pin, fused Plug | EE | ELECTRICAL | EE08 | Plugs and Socket Outlets | E80380 | 15 Amp., 3 pin, fused Plug | NULL
EE_EE08_E80437_NULL | E | 15 Amp., 5 pin watertight Socket with plug | EE | ELECTRICAL | EE08 | Plugs and Socket Outlets | E80437 | 15 Amp., 5 pin watertight Socket with plug | NULL
EE_EE08_E80393_NULL | E | 2 Amp., 3 pin round Socket | EE | ELECTRICAL | EE08 | Plugs and Socket Outlets | E80393 | 2 Amp., 3 pin round Socket | NULL
EE_EE08_E80392_NULL | E | 2 Amp., 3 pin (unshuttered) Socket | EE | ELECTRICAL | EE08 | Plugs and Socket Outlets | E80392 | 2 Amp., 3 pin (unshuttered) Socket | NULL
EE_EE08_E80383_NULL | E | 2 Amp., 3 pin Plug | EE | ELECTRICAL | EE08 | Plugs and Socket Outlets | E80383 | 2 Amp., 3 pin Plug | NULL
EE_EE08_E80428_NULL | E | 20A connector box, flush | EE | ELECTRICAL | EE08 | Plugs and Socket Outlets | E80428 | 20A connector box, flush | NULL
EE_EE08_E80427_NULL | E | 2A Fused connector box | EE | ELECTRICAL | EE08 | Plugs and Socket Outlets | E80427 | 2A Fused connector box | NULL
EE_EE08_E80449_NULL | E | 30 A 3 pin skt complete with 30 mA RCD | EE | ELECTRICAL | EE08 | Plugs and Socket Outlets | E80449 | 30 A 3 pin skt complete with 30 mA RCD | NULL
EE_EE08_E80445_NULL | E | 30 A 3 pin sw skt sparkless c/w plug & br cover | EE | ELECTRICAL | EE08 | Plugs and Socket Outlets | E80445 | 30 A 3 pin sw skt sparkless c/w plug & br cover | NULL
EE_EE08_E80435_NULL | E | 30 Amp., 3 pin watertight Socket with plug | EE | ELECTRICAL | EE08 | Plugs and Socket Outlets | E80435 | 30 Amp., 3 pin watertight Socket with plug | NULL
EE_EE08_E80438_NULL | E | 30 Amp., 5 pin watertight Socket with plug | EE | ELECTRICAL | EE08 | Plugs and Socket Outlets | E80438 | 30 Amp., 5 pin watertight Socket with plug | NULL
EE_EE08_E80429_NULL | E | 45A connector box, flush | EE | ELECTRICAL | EE08 | Plugs and Socket Outlets | E80429 | 45A connector box, flush | NULL
EE_EE08_E80411_NULL | E | 5 Amp., 3 pin Switch socket surface pattern | EE | ELECTRICAL | EE08 | Plugs and Socket Outlets | E80411 | 5 Amp., 3 pin Switch socket surface pattern | NULL
EE_EE08_E80394_NULL | E | 5 Amp., 3 pin round Socket | EE | ELECTRICAL | EE08 | Plugs and Socket Outlets | E80394 | 5 Amp., 3 pin round Socket | NULL
EE_EE08_E80432_NULL | E | 5 Amp., 3 pin watertight Socket with plug | EE | ELECTRICAL | EE08 | Plugs and Socket Outlets | E80432 | 5 Amp., 3 pin watertight Socket with plug | NULL
EE_EE08_E80382_NULL | E | 5 Amp., 3 pin Plug | EE | ELECTRICAL | EE08 | Plugs and Socket Outlets | E80382 | 5 Amp., 3 pin Plug | NULL
EE_EE08_E80391_NULL | E | 5 Amp., 3 pin Socket | EE | ELECTRICAL | EE08 | Plugs and Socket Outlets | E80391 | 5 Amp., 3 pin Socket | NULL
EE_EE08_E80397_NULL | E | 5 Amp., 3 pin Socket brass plate | EE | ELECTRICAL | EE08 | Plugs and Socket Outlets | E80397 | 5 Amp., 3 pin Socket brass plate | NULL
EE_EE08_E80401_NULL | E | 5 Amp., 3 pin Socket surface pattern | EE | ELECTRICAL | EE08 | Plugs and Socket Outlets | E80401 | 5 Amp., 3 pin Socket surface pattern | NULL
EE_EE08_E80405_NULL | E | 5 Amp., 3 pin Switch socket | EE | ELECTRICAL | EE08 | Plugs and Socket Outlets | E80405 | 5 Amp., 3 pin Switch socket | NULL
EE_EE08_E80408_NULL | E | 5 Amp., 3 pin Switch socket brass plate | EE | ELECTRICAL | EE08 | Plugs and Socket Outlets | E80408 | 5 Amp., 3 pin Switch socket brass plate | NULL
EE_EE08_E80387_NULL | E | 5 Amp., 3 pin rubber Plug | EE | ELECTRICAL | EE08 | Plugs and Socket Outlets | E80387 | 5 Amp., 3 pin rubber Plug | NULL
EE_EE08_E80446_NULL | E | 5 Amp., 3 pin sw skt flameproof c/w plug | EE | ELECTRICAL | EE08 | Plugs and Socket Outlets | E80446 | 5 Amp., 3 pin sw skt flameproof c/w plug | NULL
EE_EE08_E80436_NULL | E | 60 Amp., 3 pin watertight Socket with plug | EE | ELECTRICAL | EE08 | Plugs and Socket Outlets | E80436 | 60 Amp., 3 pin watertight Socket with plug | NULL
EE_EE08_E80440_NULL | E | Box for shaver socket flush | EE | ELECTRICAL | EE08 | Plugs and Socket Outlets | E80440 | Box for shaver socket flush | NULL
EE_EE08_E80441_NULL | E | Box for shaver socket surface | EE | ELECTRICAL | EE08 | Plugs and Socket Outlets | E80441 | Box for shaver socket surface | NULL
EE_EE08_E80439_NULL | E | Dual voltage shaver socket | EE | ELECTRICAL | EE08 | Plugs and Socket Outlets | E80439 | Dual voltage shaver socket | NULL
EE_EE08_E80422_NULL | E | Fused spur 13A metal plate w/cable outlet | EE | ELECTRICAL | EE08 | Plugs and Socket Outlets | E80422 | Fused spur 13A metal plate w/cable outlet | NULL
EE_EE08_E80423_NULL | E | Fused spur 13A D.P. sw metal plate | EE | ELECTRICAL | EE08 | Plugs and Socket Outlets | E80423 | Fused spur 13A D.P. sw metal plate | NULL
EE_EE08_E80424_NULL | E | Fused spur 13A D.P. sw metal plate w/pilot light | EE | ELECTRICAL | EE08 | Plugs and Socket Outlets | E80424 | Fused spur 13A D.P. sw metal plate w/pilot light | NULL
EE_EE08_E80425_NULL | E | Fused spur 13A D.P. sw metal plate w/cable outlet | EE | ELECTRICAL | EE08 | Plugs and Socket Outlets | E80425 | Fused spur 13A D.P. sw metal plate w/cable outlet | NULL
EE_EE08_E80426_NULL | E | Fused spur 13A D.P. sw metal plate w/outlet & p/l | EE | ELECTRICAL | EE08 | Plugs and Socket Outlets | E80426 | Fused spur 13A D.P. sw metal plate w/outlet & p/l | NULL
EE_EE08_E80418_NULL | E | Fused spur 13A D.P. switched | EE | ELECTRICAL | EE08 | Plugs and Socket Outlets | E80418 | Fused spur 13A D.P. switched | NULL
EE_EE08_E80420_NULL | E | Fused spur 13A D.P. switched w/cable outlet | EE | ELECTRICAL | EE08 | Plugs and Socket Outlets | E80420 | Fused spur 13A D.P. switched w/cable outlet | NULL
EE_EE08_E80421_NULL | E | Fused spur 13A D.P. switched w/outlet & p/l | EE | ELECTRICAL | EE08 | Plugs and Socket Outlets | E80421 | Fused spur 13A D.P. switched w/outlet & p/l | NULL
EE_EE08_E80419_NULL | E | Fused spur 13A D.P. switched w/pilot light | EE | ELECTRICAL | EE08 | Plugs and Socket Outlets | E80419 | Fused spur 13A D.P. switched w/pilot light | NULL
EE_EE08_E80417_NULL | E | Fused spur 13A D.P. w/cable outlet | EE | ELECTRICAL | EE08 | Plugs and Socket Outlets | E80417 | Fused spur 13A D.P. w/cable outlet | NULL
EE_EE08_E80384_NULL | E | Spare fuse 2A to 13A | EE | ELECTRICAL | EE08 | Plugs and Socket Outlets | E80384 | Spare fuse 2A to 13A | NULL
EE_EE08_E80431_NULL | E | TV/FM outlets | EE | ELECTRICAL | EE08 | Plugs and Socket Outlets | E80431 | TV/FM outlets | NULL
EE_EE08_E80430_NULL | E | Telephone single outlet | EE | ELECTRICAL | EE08 | Plugs and Socket Outlets | E80430 | Telephone single outlet | NULL
EE_EE25_NULL_NULL | E | Residual Current Devices | EE | ELECTRICAL | EE25 | Residual Current Devices | NULL |  | NULL
EE_EE25_E81140_NULL | E | 25/40 Amp. 2 pole 30 mA RCCB | EE | ELECTRICAL | EE25 | Residual Current Devices | E81140 | 25/40 Amp. 2 pole 30 mA RCCB | NULL
EE_EE25_E81144_NULL | E | 25/40 Amp. 4 P. 100 mA RCCB | EE | ELECTRICAL | EE25 | Residual Current Devices | E81144 | 25/40 Amp. 4 P. 100 mA RCCB | NULL
EE_EE25_E81143_NULL | E | 25/40 Amp. 4 P. 30 mA RCCB | EE | ELECTRICAL | EE25 | Residual Current Devices | E81143 | 25/40 Amp. 4 P. 30 mA RCCB | NULL
EE_EE25_E81141_NULL | E | 63 Amp. 2 pole 30 mA RCCB | EE | ELECTRICAL | EE25 | Residual Current Devices | E81141 | 63 Amp. 2 pole 30 mA RCCB | NULL
EE_EE25_E81146_NULL | E | 63 Amp. 4 P. 100 mA RCCB | EE | ELECTRICAL | EE25 | Residual Current Devices | E81146 | 63 Amp. 4 P. 100 mA RCCB | NULL
EE_EE25_E81145_NULL | E | 63 Amp. 4 P. 30 mA RCCB | EE | ELECTRICAL | EE25 | Residual Current Devices | E81145 | 63 Amp. 4 P. 30 mA RCCB | NULL
EE_EE25_E81147_NULL | E | 63 Amp. 4 P. 300/500 mA RCCB | EE | ELECTRICAL | EE25 | Residual Current Devices | E81147 | 63 Amp. 4 P. 300/500 mA RCCB | NULL
EE_EE25_E81142_NULL | E | 80 Amp. 2 pole 30 mA RCCB | EE | ELECTRICAL | EE25 | Residual Current Devices | E81142 | 80 Amp. 2 pole 30 mA RCCB | NULL
EE_EE25_E81150_NULL | E | Combined MCB/RCCD unit 32 A S.P. 30mA | EE | ELECTRICAL | EE25 | Residual Current Devices | E81150 | Combined MCB/RCCD unit 32 A S.P. 30mA | NULL
EE_EE25_E81149_NULL | E | Metal box for RCD, 40 to 63 A 4P | EE | ELECTRICAL | EE25 | Residual Current Devices | E81149 | Metal box for RCD, 40 to 63 A 4P | NULL
EE_EE25_E81148_NULL | E | Metal box for RCD, 40 to 80 A 2 p | EE | ELECTRICAL | EE25 | Residual Current Devices | E81148 | Metal box for RCD, 40 to 80 A 2 p | NULL
EE_EE15_NULL_NULL | E | Service cable boxes | EE | ELECTRICAL | EE15 | Service cable boxes | NULL |  | NULL
EE_EE15_E80733_NULL | E | C I st joint for 120 - 150 mm2 2/4/c | EE | ELECTRICAL | EE15 | Service cable boxes | E80733 | C I st joint for 120 - 150 mm2 2/4/c | NULL
EE_EE15_E80730_NULL | E | C I st joint for 16 - 25 mm2 2/4/c | EE | ELECTRICAL | EE15 | Service cable boxes | E80730 | C I st joint for 16 - 25 mm2 2/4/c | NULL
EE_EE15_E80734_NULL | E | C I st joint for 185 mm2 2/4/c | EE | ELECTRICAL | EE15 | Service cable boxes | E80734 | C I st joint for 185 mm2 2/4/c | NULL
EE_EE15_E80735_NULL | E | C I st joint for 240 mm2 2/4/c | EE | ELECTRICAL | EE15 | Service cable boxes | E80735 | C I st joint for 240 mm2 2/4/c | NULL
EE_EE15_E80736_NULL | E | C I st joint for 300 mm2 2/4/c | EE | ELECTRICAL | EE15 | Service cable boxes | E80736 | C I st joint for 300 mm2 2/4/c | NULL
EE_EE15_E80731_NULL | E | C I st joint for 35 - 50 mm2 2/4/c | EE | ELECTRICAL | EE15 | Service cable boxes | E80731 | C I st joint for 35 - 50 mm2 2/4/c | NULL
EE_EE15_E80732_NULL | E | C I st joint for 70 - 95 mm2 2/4/c | EE | ELECTRICAL | EE15 | Service cable boxes | E80732 | C I st joint for 70 - 95 mm2 2/4/c | NULL
EE_EE15_E80726_NULL | E | Cable box for 120 - 150 mm2 2/4/c | EE | ELECTRICAL | EE15 | Service cable boxes | E80726 | Cable box for 120 - 150 mm2 2/4/c | NULL
EE_EE15_E80723_NULL | E | Cable box for 16 - 25 mm2 2/4/c | EE | ELECTRICAL | EE15 | Service cable boxes | E80723 | Cable box for 16 - 25 mm2 2/4/c | NULL
EE_EE15_E80727_NULL | E | Cable box for 185 mm2 2/4/c | EE | ELECTRICAL | EE15 | Service cable boxes | E80727 | Cable box for 185 mm2 2/4/c | NULL
EE_EE15_E80728_NULL | E | Cable box for 240 mm2 2/4/c | EE | ELECTRICAL | EE15 | Service cable boxes | E80728 | Cable box for 240 mm2 2/4/c | NULL
EE_EE15_E80729_NULL | E | Cable box for 300 mm2 2/4/c | EE | ELECTRICAL | EE15 | Service cable boxes | E80729 | Cable box for 300 mm2 2/4/c | NULL
EE_EE15_E80724_NULL | E | Cable box for 35 - 50 mm2 2/4/c | EE | ELECTRICAL | EE15 | Service cable boxes | E80724 | Cable box for 35 - 50 mm2 2/4/c | NULL
EE_EE15_E80725_NULL | E | Cable box for 70 - 95 mm2 2/4/c | EE | ELECTRICAL | EE15 | Service cable boxes | E80725 | Cable box for 70 - 95 mm2 2/4/c | NULL
EE_EE15_E80738_NULL | E | Plastic st joint 35 - 50 mm2 2/4/c | EE | ELECTRICAL | EE15 | Service cable boxes | E80738 | Plastic st joint 35 - 50 mm2 2/4/c | NULL
EE_EE15_E80740_NULL | E | Plastic st joint 120 - 150 mm2 2/4/c | EE | ELECTRICAL | EE15 | Service cable boxes | E80740 | Plastic st joint 120 - 150 mm2 2/4/c | NULL
EE_EE15_E80737_NULL | E | Plastic st joint 16 - 25 mm2 2/4/c | EE | ELECTRICAL | EE15 | Service cable boxes | E80737 | Plastic st joint 16 - 25 mm2 2/4/c | NULL
EE_EE15_E80739_NULL | E | Plastic st joint 70 - 95 mm2 2/4/c | EE | ELECTRICAL | EE15 | Service cable boxes | E80739 | Plastic st joint 70 - 95 mm2 2/4/c | NULL
EE_EE09_NULL_NULL | E | Sub-switches | EE | ELECTRICAL | EE09 | Sub-switches | NULL |  | NULL
EE_EE09_E80475_NULL | E | 1 gang moulded sw plate for 1 gang box | EE | ELECTRICAL | EE09 | Sub-switches | E80475 | 1 gang moulded sw plate for 1 gang box | NULL
EE_EE09_E80480_NULL | E | 1 gang steel or brass plate for 1 gang box | EE | ELECTRICAL | EE09 | Sub-switches | E80480 | 1 gang steel or brass plate for 1 gang box | NULL
EE_EE09_E80450_NULL | E | 10 A 1g SP sparkless sw brass cover | EE | ELECTRICAL | EE09 | Sub-switches | E80450 | 10 A 1g SP sparkless sw brass cover | NULL
EE_EE09_E80459_NULL | E | 10 A 2 way with/without centre 'off', S.P.Switch | EE | ELECTRICAL | EE09 | Sub-switches | E80459 | 10 A 2 way with/without centre 'off', S.P.Switch | NULL
EE_EE09_E80451_NULL | E | 10 A 2g SP sparkless sw brass cover | EE | ELECTRICAL | EE09 | Sub-switches | E80451 | 10 A 2g SP sparkless sw brass cover | NULL
EE_EE09_E80463_NULL | E | 10 A 2w w/without centre 'off', S.P. Switch | EE | ELECTRICAL | EE09 | Sub-switches | E80463 | 10 A 2w w/without centre 'off', S.P. Switch | NULL
EE_EE09_E80455_NULL | E | 10 A 3 gang Switch | EE | ELECTRICAL | EE09 | Sub-switches | E80455 | 10 A 3 gang Switch | NULL
EE_EE09_E80456_NULL | E | 10 A 4 gang Switch | EE | ELECTRICAL | EE09 | Sub-switches | E80456 | 10 A 4 gang Switch | NULL
EE_EE09_E80457_NULL | E | 10 Amp 1 gang, S.P., two way Switch | EE | ELECTRICAL | EE09 | Sub-switches | E80457 | 10 Amp 1 gang, S.P., two way Switch | NULL
EE_EE09_E80458_NULL | E | 10 Amp 2 gang, S.P., two way Switch | EE | ELECTRICAL | EE09 | Sub-switches | E80458 | 10 Amp 2 gang, S.P., two way Switch | NULL
EE_EE09_E80454_NULL | E | 10 Amp., 2 gang, S.P., one way Switch | EE | ELECTRICAL | EE09 | Sub-switches | E80454 | 10 Amp., 2 gang, S.P., one way Switch | NULL
EE_EE09_E80460_NULL | E | 10 Amp., Intermediate, S.P. Switch | EE | ELECTRICAL | EE09 | Sub-switches | E80460 | 10 Amp., Intermediate, S.P. Switch | NULL
EE_EE09_E80453_NULL | E | 10 Amp., S.P. one way Switch | EE | ELECTRICAL | EE09 | Sub-switches | E80453 | 10 Amp., S.P. one way Switch | NULL
EE_EE09_E80462_NULL | E | 10 Amp., S.P., one way Switch | EE | ELECTRICAL | EE09 | Sub-switches | E80462 | 10 Amp., S.P., one way Switch | NULL
EE_EE09_E80464_NULL | E | 10 Amp., intermediate, S.P. Switch | EE | ELECTRICAL | EE09 | Sub-switches | E80464 | 10 Amp., intermediate, S.P. Switch | NULL
EE_EE09_E80499_NULL | E | 10 Amp., one way S.P. Ceiling switch, | EE | ELECTRICAL | EE09 | Sub-switches | E80499 | 10 Amp., one way S.P. Ceiling switch, | NULL
EE_EE09_E80500_NULL | E | 10 Amp., two way S.P. Ceiling switch, | EE | ELECTRICAL | EE09 | Sub-switches | E80500 | 10 Amp., two way S.P. Ceiling switch, | NULL
EE_EE09_E80465_NULL | E | 15 Amp., S.P., one way Switch | EE | ELECTRICAL | EE09 | Sub-switches | E80465 | 15 Amp., S.P., one way Switch | NULL
EE_EE09_E80461_NULL | E | 15 Amp., S.P., one way Switch | EE | ELECTRICAL | EE09 | Sub-switches | E80461 | 15 Amp., S.P., one way Switch | NULL
EE_EE09_E80501_NULL | E | 15 Amp., one way D.P. Ceiling switch, | EE | ELECTRICAL | EE09 | Sub-switches | E80501 | 15 Amp., one way D.P. Ceiling switch, | NULL
EE_EE09_E80476_NULL | E | 2 gang moulded sw plate for 1 gang box | EE | ELECTRICAL | EE09 | Sub-switches | E80476 | 2 gang moulded sw plate for 1 gang box | NULL
EE_EE09_E80477_NULL | E | 2 gang moulded sw plate for 2 gang box | EE | ELECTRICAL | EE09 | Sub-switches | E80477 | 2 gang moulded sw plate for 2 gang box | NULL
EE_EE09_E80481_NULL | E | 2 gang steel or brass plate for 1 gang box | EE | ELECTRICAL | EE09 | Sub-switches | E80481 | 2 gang steel or brass plate for 1 gang box | NULL
EE_EE09_E80482_NULL | E | 2 gang steel or brass plate for 2 gang box | EE | ELECTRICAL | EE09 | Sub-switches | E80482 | 2 gang steel or brass plate for 2 gang box | NULL
EE_EE09_E80452_NULL | E | 20 A 1g DP sparkless sw brass cover with pilot light | EE | ELECTRICAL | EE09 | Sub-switches | E80452 | 20 A 1g DP sparkless sw brass cover with pilot light | NULL
EE_EE09_E80478_NULL | E | 3 gang moulded sw plate for 2 gang box | EE | ELECTRICAL | EE09 | Sub-switches | E80478 | 3 gang moulded sw plate for 2 gang box | NULL
EE_EE09_E80483_NULL | E | 3 gang steel or brass plate for 2 gang box | EE | ELECTRICAL | EE09 | Sub-switches | E80483 | 3 gang steel or brass plate for 2 gang box | NULL
EE_EE09_E80479_NULL | E | 4 gang moulded sw plate for 2 gang box | EE | ELECTRICAL | EE09 | Sub-switches | E80479 | 4 gang moulded sw plate for 2 gang box | NULL
EE_EE09_E80484_NULL | E | 4 gangsteel or brass plate for 2 gang box | EE | ELECTRICAL | EE09 | Sub-switches | E80484 | 4 gangsteel or brass plate for 2 gang box | NULL
EE_EE09_E80473_NULL | E | Blanking plate 1 gang | EE | ELECTRICAL | EE09 | Sub-switches | E80473 | Blanking plate 1 gang | NULL
EE_EE09_E80474_NULL | E | Blanking plate 2 gang | EE | ELECTRICAL | EE09 | Sub-switches | E80474 | Blanking plate 2 gang | NULL
EE_EE09_E80494_NULL | E | Bracket for Mercury float switch | EE | ELECTRICAL | EE09 | Sub-switches | E80494 | Bracket for Mercury float switch | NULL
EE_EE09_E80495_NULL | E | Dimmer switch 400 W | EE | ELECTRICAL | EE09 | Sub-switches | E80495 | Dimmer switch 400 W | NULL
EE_EE09_E80496_NULL | E | Dimmer switch 500 W metal plate | EE | ELECTRICAL | EE09 | Sub-switches | E80496 | Dimmer switch 500 W metal plate | NULL
EE_EE09_E80497_NULL | E | Dimmer switch 850 W metal plate | EE | ELECTRICAL | EE09 | Sub-switches | E80497 | Dimmer switch 850 W metal plate | NULL
EE_EE09_E80498_NULL | E | Emergency stop switch metal clad | EE | ELECTRICAL | EE09 | Sub-switches | E80498 | Emergency stop switch metal clad | NULL
EE_EE09_E80493_NULL | E | Mercury float switch | EE | ELECTRICAL | EE09 | Sub-switches | E80493 | Mercury float switch | NULL
EE_EE09_E80486_NULL | E | On off pull sw 2 A for fluo ftg w/ball chain | EE | ELECTRICAL | EE09 | Sub-switches | E80486 | On off pull sw 2 A for fluo ftg w/ball chain | NULL
EE_EE09_E80490_NULL | E | Photo switch 'EYE' pB 2010 10 Amp | EE | ELECTRICAL | EE09 | Sub-switches | E80490 | Photo switch 'EYE' pB 2010 10 Amp | NULL
EE_EE09_E80491_NULL | E | Photo control 1000 W TWIST lock | EE | ELECTRICAL | EE09 | Sub-switches | E80491 | Photo control 1000 W TWIST lock | NULL
EE_EE09_E80489_NULL | E | Photo switch 'WITTON KRAMER' | EE | ELECTRICAL | EE09 | Sub-switches | E80489 | Photo switch 'WITTON KRAMER' | NULL
EE_EE09_E80472_NULL | E | Plate for 1 socket, 5/13/15 Amp., 3 pin, flush | EE | ELECTRICAL | EE09 | Sub-switches | E80472 | Plate for 1 socket, 5/13/15 Amp., 3 pin, flush | NULL
EE_EE09_E80469_NULL | E | Plate for 1 switch, 10 Amp., flush | EE | ELECTRICAL | EE09 | Sub-switches | E80469 | Plate for 1 switch, 10 Amp., flush | NULL
EE_EE09_E80470_NULL | E | Plate for 2 switch, 10 Amp., flush | EE | ELECTRICAL | EE09 | Sub-switches | E80470 | Plate for 2 switch, 10 Amp., flush | NULL
EE_EE09_E80471_NULL | E | Plate for 4 switch, 10 Amp., flush | EE | ELECTRICAL | EE09 | Sub-switches | E80471 | Plate for 4 switch, 10 Amp., flush | NULL
EE_EE09_E80485_NULL | E | Push button switch, 5 Amp | EE | ELECTRICAL | EE09 | Sub-switches | E80485 | Push button switch, 5 Amp | NULL
EE_EE09_E80492_NULL | E | Socket for photo electric control | EE | ELECTRICAL | EE09 | Sub-switches | E80492 | Socket for photo electric control | NULL
EE_EE09_E80466_NULL | E | Sw watertight, 10 A one gang | EE | ELECTRICAL | EE09 | Sub-switches | E80466 | Sw watertight, 10 A one gang | NULL
EE_EE09_E80467_NULL | E | Sw watertight, 10 A two gang | EE | ELECTRICAL | EE09 | Sub-switches | E80467 | Sw watertight, 10 A two gang | NULL
EE_EE09_E80502_NULL | E | Switch with pilot light 20A D.P. | EE | ELECTRICAL | EE09 | Sub-switches | E80502 | Switch with pilot light 20A D.P. | NULL
EE_EE09_E80503_NULL | E | Switch with pilot light 32 A D.P. | EE | ELECTRICAL | EE09 | Sub-switches | E80503 | Switch with pilot light 32 A D.P. | NULL
EE_EE09_E80504_NULL | E | Switch with pilot light 45 A D.P. | EE | ELECTRICAL | EE09 | Sub-switches | E80504 | Switch with pilot light 45 A D.P. | NULL
EE_EE09_E80468_NULL | E | Switch, flameproof 10 Amp. | EE | ELECTRICAL | EE09 | Sub-switches | E80468 | Switch, flameproof 10 Amp. | NULL
EE_EE09_E80488_NULL | E | Time delay sw 10 A 1-3 min | EE | ELECTRICAL | EE09 | Sub-switches | E80488 | Time delay sw 10 A 1-3 min | NULL
EE_EE09_E80487_NULL | E | Toggle switch, 10/15 Amp., 2 way | EE | ELECTRICAL | EE09 | Sub-switches | E80487 | Toggle switch, 10/15 Amp., 2 way | NULL
EE_EE19_NULL_NULL | E | Switch and Fuse Gear | EE | ELECTRICAL | EE19 | Switch and Fuse Gear | NULL |  | NULL
EE_EE19_E80961_NULL | E | 100 Amp. D.P. AI sw | EE | ELECTRICAL | EE19 | Switch and Fuse Gear | E80961 | 100 Amp. D.P. AI sw | NULL
EE_EE19_E80964_NULL | E | 100 Amp. D.P. Changeover switch | EE | ELECTRICAL | EE19 | Switch and Fuse Gear | E80964 | 100 Amp. D.P. Changeover switch | NULL
EE_EE19_E80967_NULL | E | 100 Amp. T.P. Changeover switch | EE | ELECTRICAL | EE19 | Switch and Fuse Gear | E80967 | 100 Amp. T.P. Changeover switch | NULL
EE_EE19_E80957_NULL | E | 20 Amp. D.P. AI sw | EE | ELECTRICAL | EE19 | Switch and Fuse Gear | E80957 | 20 Amp. D.P. AI sw | NULL
EE_EE19_E80962_NULL | E | 30 Amp. D.P. Changeover switch | EE | ELECTRICAL | EE19 | Switch and Fuse Gear | E80962 | 30 Amp. D.P. Changeover switch | NULL
EE_EE19_E80965_NULL | E | 30 Amp. T.P. Changeover switch | EE | ELECTRICAL | EE19 | Switch and Fuse Gear | E80965 | 30 Amp. T.P. Changeover switch | NULL
EE_EE19_E80958_NULL | E | 32 Amp. D.P. AI sw | EE | ELECTRICAL | EE19 | Switch and Fuse Gear | E80958 | 32 Amp. D.P. AI sw | NULL
EE_EE19_E80963_NULL | E | 60 Amp. D.P. Changeover switch | EE | ELECTRICAL | EE19 | Switch and Fuse Gear | E80963 | 60 Amp. D.P. Changeover switch | NULL
EE_EE19_E80966_NULL | E | 60 Amp. T.P. Changeover switch | EE | ELECTRICAL | EE19 | Switch and Fuse Gear | E80966 | 60 Amp. T.P. Changeover switch | NULL
EE_EE19_E80959_NULL | E | 63 Amp. D.P. AI sw | EE | ELECTRICAL | EE19 | Switch and Fuse Gear | E80959 | 63 Amp. D.P. AI sw | NULL
EE_EE19_E80960_NULL | E | 80 Amp. D.P. AI sw | EE | ELECTRICAL | EE19 | Switch and Fuse Gear | E80960 | 80 Amp. D.P. AI sw | NULL
EE_EE19_E80944_NULL | E | Fuse switch 160 Amp. T.P. & N. | EE | ELECTRICAL | EE19 | Switch and Fuse Gear | E80944 | Fuse switch 160 Amp. T.P. & N. | NULL
EE_EE19_E80945_NULL | E | Fuse switch 200 Amp. T.P. & N. | EE | ELECTRICAL | EE19 | Switch and Fuse Gear | E80945 | Fuse switch 200 Amp. T.P. & N. | NULL
EE_EE19_E80946_NULL | E | Fuse switch 300 Amp. T.P. & N. | EE | ELECTRICAL | EE19 | Switch and Fuse Gear | E80946 | Fuse switch 300 Amp. T.P. & N. | NULL
EE_EE19_E80947_NULL | E | Fuse switch 400 Amp. T.P. & N. | EE | ELECTRICAL | EE19 | Switch and Fuse Gear | E80947 | Fuse switch 400 Amp. T.P. & N. | NULL
EE_EE19_E80952_NULL | E | Switch 100 Amp. D.P. | EE | ELECTRICAL | EE19 | Switch and Fuse Gear | E80952 | Switch 100 Amp. D.P. | NULL
EE_EE19_E80956_NULL | E | Switch 100 Amp. T.P. & N. | EE | ELECTRICAL | EE19 | Switch and Fuse Gear | E80956 | Switch 100 Amp. T.P. & N. | NULL
EE_EE19_E80949_NULL | E | Switch 20 Amp. D.P. | EE | ELECTRICAL | EE19 | Switch and Fuse Gear | E80949 | Switch 20 Amp. D.P. | NULL
EE_EE19_E80953_NULL | E | Switch 20 Amp. T.P. & N. | EE | ELECTRICAL | EE19 | Switch and Fuse Gear | E80953 | Switch 20 Amp. T.P. & N. | NULL
EE_EE19_E80950_NULL | E | Switch 32 Amp. D.P. | EE | ELECTRICAL | EE19 | Switch and Fuse Gear | E80950 | Switch 32 Amp. D.P. | NULL
EE_EE19_E80954_NULL | E | Switch 32 Amp. T.P. & N. | EE | ELECTRICAL | EE19 | Switch and Fuse Gear | E80954 | Switch 32 Amp. T.P. & N. | NULL
EE_EE19_E80951_NULL | E | Switch 63 Amp. D.P. | EE | ELECTRICAL | EE19 | Switch and Fuse Gear | E80951 | Switch 63 Amp. D.P. | NULL
EE_EE19_E80955_NULL | E | Switch 63 Amp. T.P. & N. | EE | ELECTRICAL | EE19 | Switch and Fuse Gear | E80955 | Switch 63 Amp. T.P. & N. | NULL
EE_EE19_E80948_NULL | E | Switch fuse AI 20 A - 80 A S.P. & N. | EE | ELECTRICAL | EE19 | Switch and Fuse Gear | E80948 | Switch fuse AI 20 A - 80 A S.P. & N. | NULL
EE_EE19_E80939_NULL | E | Switch fuse 100 Amp., S.P. & N. | EE | ELECTRICAL | EE19 | Switch and Fuse Gear | E80939 | Switch fuse 100 Amp., S.P. & N. | NULL
EE_EE19_E80943_NULL | E | Switch fuse 100 Amp., T.P. & N. | EE | ELECTRICAL | EE19 | Switch and Fuse Gear | E80943 | Switch fuse 100 Amp., T.P. & N. | NULL
EE_EE19_E80936_NULL | E | Switch fuse 20 Amp., S.P. & N. | EE | ELECTRICAL | EE19 | Switch and Fuse Gear | E80936 | Switch fuse 20 Amp., S.P. & N. | NULL
EE_EE19_E80940_NULL | E | Switch fuse 20 Amp., T.P. & N. | EE | ELECTRICAL | EE19 | Switch and Fuse Gear | E80940 | Switch fuse 20 Amp., T.P. & N. | NULL
EE_EE19_E80937_NULL | E | Switch fuse 32 Amp., S.P. & N. | EE | ELECTRICAL | EE19 | Switch and Fuse Gear | E80937 | Switch fuse 32 Amp., S.P. & N. | NULL
EE_EE19_E80941_NULL | E | Switch fuse 32 Amp., T.P. & N. | EE | ELECTRICAL | EE19 | Switch and Fuse Gear | E80941 | Switch fuse 32 Amp., T.P. & N. | NULL
EE_EE19_E80938_NULL | E | Switch fuse 63 Amp., S.P. & N. | EE | ELECTRICAL | EE19 | Switch and Fuse Gear | E80938 | Switch fuse 63 Amp., S.P. & N. | NULL
EE_EE19_E80942_NULL | E | Switch fuse 63 Amp., T.P. & N. | EE | ELECTRICAL | EE19 | Switch and Fuse Gear | E80942 | Switch fuse 63 Amp., T.P. & N. | NULL
EE_EE27_NULL_NULL | E | Time Switches and Boxes | EE | ELECTRICAL | EE27 | Time Switches and Boxes | NULL |  | NULL
EE_EE27_E81167_NULL | E | Metal box for time switch 20 A/30 A | EE | ELECTRICAL | EE27 | Time Switches and Boxes | E81167 | Metal box for time switch 20 A/30 A | NULL
EE_EE27_E81168_NULL | E | Quartz class clanging bell timer | EE | ELECTRICAL | EE27 | Time Switches and Boxes | E81168 | Quartz class clanging bell timer | NULL
EE_EE27_E81165_NULL | E | Time switch 20 Amp. | EE | ELECTRICAL | EE27 | Time Switches and Boxes | E81165 | Time switch 20 Amp. | NULL
EE_EE27_E81166_NULL | E | Time switch 30 Amp. | EE | ELECTRICAL | EE27 | Time Switches and Boxes | E81166 | Time switch 30 Amp. | NULL
FL_NULL_NULL_NULL | E | FLOOD-LIGHTING INSTALLATION | FL | FLOOD-LIGHTING INSTALLATION | NULL |  | NULL |  | NULL
FL_FL02_NULL_NULL | E | Duoflux fittings | FL | FLOOD-LIGHTING INSTALLATION | FL02 | Duoflux fittings | NULL |  | NULL
FL_FL02_FL0025_NULL | E | mounted on pole below 4.5m | FL | FLOOD-LIGHTING INSTALLATION | FL02 | Duoflux fittings | FL0025 | mounted on pole below 4.5m | NULL
FL_FL02_FL0030_NULL | E | mounted on pole between 4.6m and 8m | FL | FLOOD-LIGHTING INSTALLATION | FL02 | Duoflux fittings | FL0030 | mounted on pole between 4.6m and 8m | NULL
FL_FL02_FL0035_NULL | E | mounted on pole between 8.1m and 12m | FL | FLOOD-LIGHTING INSTALLATION | FL02 | Duoflux fittings | FL0035 | mounted on pole between 8.1m and 12m | NULL
FL_FL02_FL0020_NULL | E | mounted on roof | FL | FLOOD-LIGHTING INSTALLATION | FL02 | Duoflux fittings | FL0020 | mounted on roof | NULL
FL_FL02_FL0015_NULL | E | mounted on wall | FL | FLOOD-LIGHTING INSTALLATION | FL02 | Duoflux fittings | FL0015 | mounted on wall | NULL
FL_FL03_NULL_NULL | E | FLOODLIGHTINGS | FL | FLOOD-LIGHTING INSTALLATION | FL03 | FLOODLIGHTINGS | NULL |  | NULL
FL_FL03_FL0075_NULL | E | MOUNTED ON ROOF | FL | FLOOD-LIGHTING INSTALLATION | FL03 | FLOODLIGHTINGS | FL0075 | MOUNTED ON ROOF | NULL
FL_FL03_FL0055_NULL | E | mounted on pole between 12.1m and 18m | FL | FLOOD-LIGHTING INSTALLATION | FL03 | FLOODLIGHTINGS | FL0055 | mounted on pole between 12.1m and 18m | NULL
FL_FL03_FL0060_NULL | E | mounted on pole between 18.1m and 22m | FL | FLOOD-LIGHTING INSTALLATION | FL03 | FLOODLIGHTINGS | FL0060 | mounted on pole between 18.1m and 22m | NULL
FL_FL03_FL0040_NULL | E | mounted on pole between 2m and 4.5m | FL | FLOOD-LIGHTING INSTALLATION | FL03 | FLOODLIGHTINGS | FL0040 | mounted on pole between 2m and 4.5m | NULL
FL_FL03_FL0045_NULL | E | mounted on pole between 4.6m and 8m | FL | FLOOD-LIGHTING INSTALLATION | FL03 | FLOODLIGHTINGS | FL0045 | mounted on pole between 4.6m and 8m | NULL
FL_FL03_FL0050_NULL | E | mounted on pole between 8.1m and 12m | FL | FLOOD-LIGHTING INSTALLATION | FL03 | FLOODLIGHTINGS | FL0050 | mounted on pole between 8.1m and 12m | NULL
FL_FL03_FL0080_NULL | E | MOUNTED IN PIT | FL | FLOOD-LIGHTING INSTALLATION | FL03 | FLOODLIGHTINGS | FL0080 | MOUNTED IN PIT | NULL
FL_FL03_FL0070_NULL | E | MOUNTED ON WALL AT ROOF LEVEL | FL | FLOOD-LIGHTING INSTALLATION | FL03 | FLOODLIGHTINGS | FL0070 | MOUNTED ON WALL AT ROOF LEVEL | NULL
FL_FL03_FL0065_NULL | E | MOUNTED ON POLE BETWEEN 22.1M AND 27M | FL | FLOOD-LIGHTING INSTALLATION | FL03 | FLOODLIGHTINGS | FL0065 | MOUNTED ON POLE BETWEEN 22.1M AND 27M | NULL
FL_FL03_FL0066_NULL | E | MOUNTED ON POLE BETWEEN 40M AND 45M | FL | FLOOD-LIGHTING INSTALLATION | FL03 | FLOODLIGHTINGS | FL0066 | MOUNTED ON POLE BETWEEN 40M AND 45M | NULL
FL_FL03_FL0100_NULL | E | FLOOD-LIGHTING MOUNTED WALL | FL | FLOOD-LIGHTING INSTALLATION | FL03 | FLOODLIGHTINGS | FL0100 | FLOOD-LIGHTING MOUNTED WALL | NULL
FL_FL05_NULL_NULL | E | High bay fittings | FL | FLOOD-LIGHTING INSTALLATION | FL05 | High bay fittings | NULL |  | NULL
FL_FL05_FL0090_NULL | E | MOUNTED ON WALL | FL | FLOOD-LIGHTING INSTALLATION | FL05 | High bay fittings | FL0090 | MOUNTED ON WALL | NULL
FL_FL05_FL0095_NULL | E | MOUNTED INDOOR OR OUTDOOR | FL | FLOOD-LIGHTING INSTALLATION | FL05 | High bay fittings | FL0095 | MOUNTED INDOOR OR OUTDOOR | NULL
FL_FL01_NULL_NULL | E | Non-standard fittings | FL | FLOOD-LIGHTING INSTALLATION | FL01 | Non-standard fittings | NULL |  | NULL
FL_FL01_FL0005_NULL | E | mounted on wall or pole below or equal to 1.5m | FL | FLOOD-LIGHTING INSTALLATION | FL01 | Non-standard fittings | FL0005 | mounted on wall or pole below or equal to 1.5m | NULL
FL_FL01_FL0010_NULL | E | mounted on wall or pole between 1.5m and 5m | FL | FLOOD-LIGHTING INSTALLATION | FL01 | Non-standard fittings | FL0010 | mounted on wall or pole between 1.5m and 5m | NULL
FL_FL06_NULL_NULL | E | Others | FL | FLOOD-LIGHTING INSTALLATION | FL06 | Others | NULL |  | NULL
FL_FL04_NULL_NULL | E | Pole top lantern | FL | FLOOD-LIGHTING INSTALLATION | FL04 | Pole top lantern | NULL |  | NULL
FL_FL04_FL0090_NULL | E | MOUNTED ON WALL | FL | FLOOD-LIGHTING INSTALLATION | FL04 | Pole top lantern | FL0090 | MOUNTED ON WALL | NULL
FL_FL04_FL0080_NULL | E | MOUNTED IN PIT | FL | FLOOD-LIGHTING INSTALLATION | FL04 | Pole top lantern | FL0080 | MOUNTED IN PIT | NULL
FL_FL04_FL0085_NULL | E | MOUNTED ON POLE LESS THAN 5M | FL | FLOOD-LIGHTING INSTALLATION | FL04 | Pole top lantern | FL0085 | MOUNTED ON POLE LESS THAN 5M | NULL
GO_NULL_NULL_NULL | E | Gondola | GO | Gondola | NULL |  | NULL |  | NULL
GO_GO0005_NULL_NULL | E | Gondola | GO | Gondola | GO0005 | Gondola | NULL |  | NULL
GO_GO01_NULL_NULL | E | MODLE NO. OF GONDOLA | GO | Gondola | GO01 | MODLE NO. OF GONDOLA | NULL |  | NULL
GO_GO01_GO0005_NULL | E | MODEL FU-20 | GO | Gondola | GO01 | MODLE NO. OF GONDOLA | GO0005 | MODEL FU-20 | NULL
GO_GO01_GO0010_NULL | E | MODEL KD-20 | GO | Gondola | GO01 | MODLE NO. OF GONDOLA | GO0010 | MODEL KD-20 | NULL
GO_GO01_GO0015_NULL | E | MODEL MC-11 | GO | Gondola | GO01 | MODLE NO. OF GONDOLA | GO0015 | MODEL MC-11 | NULL
GO_GO01_GO0020_NULL | E | MODEL FU-42 | GO | Gondola | GO01 | MODLE NO. OF GONDOLA | GO0020 | MODEL FU-42 | NULL
GO_GO01_GO0025_NULL | E | MODEL SD303-T(250 KG) | GO | Gondola | GO01 | MODLE NO. OF GONDOLA | GO0025 | MODEL SD303-T(250 KG) | NULL
GO_GO01_GO0030_NULL | E | MODEL HD-8(250 KG) | GO | Gondola | GO01 | MODLE NO. OF GONDOLA | GO0030 | MODEL HD-8(250 KG) | NULL
GO_GO01_GO0035_NULL | E | MODEL AITA-LUX(250 KG) | GO | Gondola | GO01 | MODLE NO. OF GONDOLA | GO0035 | MODEL AITA-LUX(250 KG) | NULL
GO_GO01_GO0040_NULL | E | MODEL AITA-LUX(200 KG) | GO | Gondola | GO01 | MODLE NO. OF GONDOLA | GO0040 | MODEL AITA-LUX(200 KG) | NULL
GO_GO01_GO0045_NULL | E | AEFSEHSDM (200 KG) | GO | Gondola | GO01 | MODLE NO. OF GONDOLA | GO0045 | AEFSEHSDM (200 KG) | NULL
GO_GO01_GO0050_NULL | E | MAKE : CRADLERUNWAY (300 KG) | GO | Gondola | GO01 | MODLE NO. OF GONDOLA | GO0050 | MAKE : CRADLERUNWAY (300 KG) | NULL
GO_GO01_GO0055_NULL | E | MAKE : SECALT (200 KG) | GO | Gondola | GO01 | MODLE NO. OF GONDOLA | GO0055 | MAKE : SECALT (200 KG) | NULL
GO_GO01_GO0600_NULL | E | BISO HGF - 400AR | GO | Gondola | GO01 | MODLE NO. OF GONDOLA | GO0600 | BISO HGF - 400AR | NULL
GO_GO01_GO0605_NULL | E | BISO MEB - 180 | GO | Gondola | GO01 | MODLE NO. OF GONDOLA | GO0605 | BISO MEB - 180 | NULL
GO_GO01_GO0610_NULL | E | BISO HGF - 360ART | GO | Gondola | GO01 | MODLE NO. OF GONDOLA | GO0610 | BISO HGF - 360ART | NULL
GO_GO01_GO0615_NULL | E | HYDRAULIC PLATFORM | GO | Gondola | GO01 | MODLE NO. OF GONDOLA | GO0615 | HYDRAULIC PLATFORM | NULL
GO_GO01_GO0620_NULL | E | BISO TGT - 150D | GO | Gondola | GO01 | MODLE NO. OF GONDOLA | GO0620 | BISO TGT - 150D | NULL
GO_GO01_GO0625_NULL | E | BISO CEB - 200 | GO | Gondola | GO01 | MODLE NO. OF GONDOLA | GO0625 | BISO CEB - 200 | NULL
GO_GO01_GO0630_NULL | E | BISO HGF - 280ART | GO | Gondola | GO01 | MODLE NO. OF GONDOLA | GO0630 | BISO HGF - 280ART | NULL
GO_GO01_GO0635_NULL | E | BISO DGF - 300ART | GO | Gondola | GO01 | MODLE NO. OF GONDOLA | GO0635 | BISO DGF - 300ART | NULL
GO_GO01_GO0640_NULL | E | POWER CLIMBER-BMU PLATFORM | GO | Gondola | GO01 | MODLE NO. OF GONDOLA | GO0640 | POWER CLIMBER-BMU PLATFORM | NULL
GO_GO01_GO0645_NULL | E | LALESSE B.V. MODEL : ZT-SL | GO | Gondola | GO01 | MODLE NO. OF GONDOLA | GO0645 | LALESSE B.V. MODEL : ZT-SL | NULL
GO_GO01_GO0650_NULL | E | "ASTRO" POWER CLIMBER GONDOLA WITH 20 NO DAVIT | GO | Gondola | GO01 | MODLE NO. OF GONDOLA | GO0650 | "ASTRO" POWER CLIMBER GONDOLA WITH 20 NO DAVIT | NULL
GO_GO01_GO0655_NULL | E | "LALESSE" CARRIAGE TYPE GONDOLA ZT.81 | GO | Gondola | GO01 | MODLE NO. OF GONDOLA | GO0655 | "LALESSE" CARRIAGE TYPE GONDOLA ZT.81 | NULL
GO_GO01_GO0660_NULL | E | HAND CHAIN BLOCK (2 TON ) | GO | Gondola | GO01 | MODLE NO. OF GONDOLA | GO0660 | HAND CHAIN BLOCK (2 TON ) | NULL
GO_GO01_GO0665_NULL | E | "WILLIAM CABLE LTD." GONDOLA (S/N HK6315) | GO | Gondola | GO01 | MODLE NO. OF GONDOLA | GO0665 | "WILLIAM CABLE LTD." GONDOLA (S/N HK6315) | NULL
GO_GO01_GO0670_NULL | E | "KAWAHARA" TABLE LIFTER (TYPE : KTL-1628-32-28) | GO | Gondola | GO01 | MODLE NO. OF GONDOLA | GO0670 | "KAWAHARA" TABLE LIFTER (TYPE : KTL-1628-32-28) | NULL
GO_GO02_NULL_NULL | E | CLEANING BRIDGE | GO | Gondola | GO02 | CLEANING BRIDGE | NULL |  | NULL
GO_GO03_NULL_NULL | E | CLEANING LADDERS | GO | Gondola | GO03 | CLEANING LADDERS | NULL |  | NULL
GO_GO04_NULL_NULL | E | LIFTER | GO | Gondola | GO04 | LIFTER | NULL |  | NULL
GO_GO04_GO0400_NULL | E | MODEL PL-30 | GO | Gondola | GO04 | LIFTER | GO0400 | MODEL PL-30 | NULL
GO_GO05_NULL_NULL | E | STAGE TOWER | GO | Gondola | GO05 | STAGE TOWER | NULL |  | NULL
GO_GO05_GO0500_NULL | E | MODEL ST-160 | GO | Gondola | GO05 | STAGE TOWER | GO0500 | MODEL ST-160 | NULL
LP_NULL_NULL_NULL | E | L.P. GAS INSTALLATION ) | LP | L.P. GAS INSTALLATION ) | NULL |  | NULL |  | NULL
LP_LPC02_NULL_NULL | E | Bottled storage system | LP | L.P. GAS INSTALLATION ) | LPC02 | Bottled storage system | NULL |  | NULL
LP_LPC02_LPC035_NULL | E | 1 to 6 cylinders | LP | L.P. GAS INSTALLATION ) | LPC02 | Bottled storage system | LPC035 | 1 to 6 cylinders | NULL
LP_LPC02_LPC045_NULL | E | 13 to 24 cylinders | LP | L.P. GAS INSTALLATION ) | LPC02 | Bottled storage system | LPC045 | 13 to 24 cylinders | NULL
LP_LPC02_LPC050_NULL | E | 25 to 48 cylinders | LP | L.P. GAS INSTALLATION ) | LPC02 | Bottled storage system | LPC050 | 25 to 48 cylinders | NULL
LP_LPC02_LPC055_NULL | E | 49 to 60 cylinders | LP | L.P. GAS INSTALLATION ) | LPC02 | Bottled storage system | LPC055 | 49 to 60 cylinders | NULL
LP_LPC02_LPC040_NULL | E | 7 to 12 cylinders | LP | L.P. GAS INSTALLATION ) | LPC02 | Bottled storage system | LPC040 | 7 to 12 cylinders | NULL
LP_LPC01_NULL_NULL | E | Bulk tank storage system | LP | L.P. GAS INSTALLATION ) | LPC01 | Bulk tank storage system | NULL |  | NULL
LP_LPC01_LPC010_NULL | E | 2,000 to 4,000 litres | LP | L.P. GAS INSTALLATION ) | LPC01 | Bulk tank storage system | LPC010 | 2,000 to 4,000 litres | NULL
LP_LPC01_LPC015_NULL | E | 4,001 to 5,000 litres | LP | L.P. GAS INSTALLATION ) | LPC01 | Bulk tank storage system | LPC015 | 4,001 to 5,000 litres | NULL
LP_LPC01_LPC020_NULL | E | 5,001 to 7,000 litres | LP | L.P. GAS INSTALLATION ) | LPC01 | Bulk tank storage system | LPC020 | 5,001 to 7,000 litres | NULL
LP_LPC01_LPC025_NULL | E | 7,001 to 9,000 litres | LP | L.P. GAS INSTALLATION ) | LPC01 | Bulk tank storage system | LPC025 | 7,001 to 9,000 litres | NULL
LP_LPC01_LPC030_NULL | E | over 9,000 litres | LP | L.P. GAS INSTALLATION ) | LPC01 | Bulk tank storage system | LPC030 | over 9,000 litres | NULL
LP_LPC01_LPC005_NULL | E | under 2,000 litres | LP | L.P. GAS INSTALLATION ) | LPC01 | Bulk tank storage system | LPC005 | under 2,000 litres | NULL
LP_LPC10_NULL_NULL | E | Bulk water boiler / water heater | LP | L.P. GAS INSTALLATION ) | LPC10 | Bulk water boiler / water heater | NULL |  | NULL
LP_LPC10_LPC270_NULL | E | 147 - 500 kW | LP | L.P. GAS INSTALLATION ) | LPC10 | Bulk water boiler / water heater | LPC270 | 147 - 500 kW | NULL
LP_LPC10_LPC260_NULL | E | 15 - 44 kW | LP | L.P. GAS INSTALLATION ) | LPC10 | Bulk water boiler / water heater | LPC260 | 15 - 44 kW | NULL
LP_LPC10_LPC265_NULL | E | 45 -146 kW | LP | L.P. GAS INSTALLATION ) | LPC10 | Bulk water boiler / water heater | LPC265 | 45 -146 kW | NULL
LP_LPC10_LPC275_NULL | E | 501 - 1,500 kW | LP | L.P. GAS INSTALLATION ) | LPC10 | Bulk water boiler / water heater | LPC275 | 501 - 1,500 kW | NULL
LP_LPC10_LPC280_NULL | E | over 1,500kW | LP | L.P. GAS INSTALLATION ) | LPC10 | Bulk water boiler / water heater | LPC280 | over 1,500kW | NULL
LP_LPC10_LPC255_NULL | E | under 15 kW | LP | L.P. GAS INSTALLATION ) | LPC10 | Bulk water boiler / water heater | LPC255 | under 15 kW | NULL
LP_LPD02_NULL_NULL | E | Cooking equipment | LP | L.P. GAS INSTALLATION ) | LPD02 | Cooking equipment | NULL |  | NULL
LP_LPD02_LPD015_NULL | E | Domestic cooker | LP | L.P. GAS INSTALLATION ) | LPD02 | Cooking equipment | LPD015 | Domestic cooker | NULL
LP_LPD02_LPD020_NULL | E | Table stove | LP | L.P. GAS INSTALLATION ) | LPD02 | Cooking equipment | LPD020 | Table stove | NULL
LP_LPC07_NULL_NULL | E | Cooking range c/w (open or solid top) | LP | L.P. GAS INSTALLATION ) | LPC07 | Cooking range c/w (open or solid top) | NULL |  | NULL
LP_LPC07_LPC140_NULL | E | 1200mm quallie - single | LP | L.P. GAS INSTALLATION ) | LPC07 | Cooking range c/w (open or solid top) | LPC140 | 1200mm quallie - single | NULL
LP_LPC07_LPC115_NULL | E | 450mm quallie - single | LP | L.P. GAS INSTALLATION ) | LPC07 | Cooking range c/w (open or solid top) | LPC115 | 450mm quallie - single | NULL
LP_LPC07_LPC120_NULL | E | 450mm quallie - twin | LP | L.P. GAS INSTALLATION ) | LPC07 | Cooking range c/w (open or solid top) | LPC120 | 450mm quallie - twin | NULL
LP_LPC07_LPC125_NULL | E | 600mm quallie - single | LP | L.P. GAS INSTALLATION ) | LPC07 | Cooking range c/w (open or solid top) | LPC125 | 600mm quallie - single | NULL
LP_LPC07_LPC130_NULL | E | 600mm quallie - twin | LP | L.P. GAS INSTALLATION ) | LPC07 | Cooking range c/w (open or solid top) | LPC130 | 600mm quallie - twin | NULL
LP_LPC07_LPC135_NULL | E | 900mm quallie - single | LP | L.P. GAS INSTALLATION ) | LPC07 | Cooking range c/w (open or solid top) | LPC135 | 900mm quallie - single | NULL
LP_LPC07_LPC110_NULL | E | oven over to 20 kW | LP | L.P. GAS INSTALLATION ) | LPC07 | Cooking range c/w (open or solid top) | LPC110 | oven over to 20 kW | NULL
LP_LPC07_LPC105_NULL | E | oven up to 20 kW | LP | L.P. GAS INSTALLATION ) | LPC07 | Cooking range c/w (open or solid top) | LPC105 | oven up to 20 kW | NULL
LP_LPD01_NULL_NULL | E | Heater | LP | L.P. GAS INSTALLATION ) | LPD01 | Heater | NULL |  | NULL
LP_LPD01_LPD005_NULL | E | Multi-point water heater (all type) | LP | L.P. GAS INSTALLATION ) | LPD01 | Heater | LPD005 | Multi-point water heater (all type) | NULL
LP_LPD01_LPD010_NULL | E | Sink heater | LP | L.P. GAS INSTALLATION ) | LPD01 | Heater | LPD010 | Sink heater | NULL
LP_LPC11_NULL_NULL | E | Hot water circulating pump | LP | L.P. GAS INSTALLATION ) | LPC11 | Hot water circulating pump | NULL |  | NULL
LP_LPC11_LPC285_NULL | E | 0.01 - 1 kW | LP | L.P. GAS INSTALLATION ) | LPC11 | Hot water circulating pump | LPC285 | 0.01 - 1 kW | NULL
LP_LPC11_LPC290_NULL | E | 1.01 - 2.0 kW | LP | L.P. GAS INSTALLATION ) | LPC11 | Hot water circulating pump | LPC290 | 1.01 - 2.0 kW | NULL
LP_LPC08_NULL_NULL | E | Kitchen equipment | LP | L.P. GAS INSTALLATION ) | LPC08 | Kitchen equipment | NULL |  | NULL
LP_LPC08_LPC185_NULL | E | Bains marie | LP | L.P. GAS INSTALLATION ) | LPC08 | Kitchen equipment | LPC185 | Bains marie | NULL
LP_LPC08_LPC175_NULL | E | Boiling pan | LP | L.P. GAS INSTALLATION ) | LPC08 | Kitchen equipment | LPC175 | Boiling pan | NULL
LP_LPC08_LPC225_NULL | E | Boiling table | LP | L.P. GAS INSTALLATION ) | LPC08 | Kitchen equipment | LPC225 | Boiling table | NULL
LP_LPC08_LPC205_NULL | E | Cafe set | LP | L.P. GAS INSTALLATION ) | LPC08 | Kitchen equipment | LPC205 | Cafe set | NULL
LP_LPC08_LPC155_NULL | E | Deep fat fryer | LP | L.P. GAS INSTALLATION ) | LPC08 | Kitchen equipment | LPC155 | Deep fat fryer | NULL
LP_LPC08_LPC160_NULL | E | Deep fat fryer c/w cooker | LP | L.P. GAS INSTALLATION ) | LPC08 | Kitchen equipment | LPC160 | Deep fat fryer c/w cooker | NULL
LP_LPC08_LPC210_NULL | E | Dish washer | LP | L.P. GAS INSTALLATION ) | LPC08 | Kitchen equipment | LPC210 | Dish washer | NULL
LP_LPC08_LPC170_NULL | E | Griddle plate | LP | L.P. GAS INSTALLATION ) | LPC08 | Kitchen equipment | LPC170 | Griddle plate | NULL
LP_LPC08_LPC165_NULL | E | Grill | LP | L.P. GAS INSTALLATION ) | LPC08 | Kitchen equipment | LPC165 | Grill | NULL
LP_LPC08_LPC190_NULL | E | Hot closet | LP | L.P. GAS INSTALLATION ) | LPC08 | Kitchen equipment | LPC190 | Hot closet | NULL
LP_LPC08_LPC195_NULL | E | Hot cupboard c/w bains marie top | LP | L.P. GAS INSTALLATION ) | LPC08 | Kitchen equipment | LPC195 | Hot cupboard c/w bains marie top | NULL
LP_LPC08_LPC150_NULL | E | Pastry oven | LP | L.P. GAS INSTALLATION ) | LPC08 | Kitchen equipment | LPC150 | Pastry oven | NULL
LP_LPC08_LPC200_NULL | E | Service counter c/w under counter boiler | LP | L.P. GAS INSTALLATION ) | LPC08 | Kitchen equipment | LPC200 | Service counter c/w under counter boiler | NULL
LP_LPC08_LPC220_NULL | E | Tea boiler | LP | L.P. GAS INSTALLATION ) | LPC08 | Kitchen equipment | LPC220 | Tea boiler | NULL
LP_LPC08_LPC180_NULL | E | Tilting pan (bratt pan) | LP | L.P. GAS INSTALLATION ) | LPC08 | Kitchen equipment | LPC180 | Tilting pan (bratt pan) | NULL
LP_LPC08_LPC230_NULL | E | Two tier force connection oven | LP | L.P. GAS INSTALLATION ) | LPC08 | Kitchen equipment | LPC230 | Two tier force connection oven | NULL
LP_LPC08_LPC215_NULL | E | Wash & sterilising sink | LP | L.P. GAS INSTALLATION ) | LPC08 | Kitchen equipment | LPC215 | Wash & sterilising sink | NULL
LP_LPC08_LPC145_NULL | E | Wet steam oven | LP | L.P. GAS INSTALLATION ) | LPC08 | Kitchen equipment | LPC145 | Wet steam oven | NULL
LP_LPC09_NULL_NULL | E | Others | LP | L.P. GAS INSTALLATION ) | LPC09 | Others | NULL |  | NULL
LP_LPC09_LPC240_NULL | E | Brazing hearth | LP | L.P. GAS INSTALLATION ) | LPC09 | Others | LPC240 | Brazing hearth | NULL
LP_LPC09_LPC235_NULL | E | Bunsen burner - single/twin | LP | L.P. GAS INSTALLATION ) | LPC09 | Others | LPC235 | Bunsen burner - single/twin | NULL
LP_LPC09_LPC250_NULL | E | H.W. cylinder / calorifier | LP | L.P. GAS INSTALLATION ) | LPC09 | Others | LPC250 | H.W. cylinder / calorifier | NULL
LP_LPC09_LPC245_NULL | E | Space heater | LP | L.P. GAS INSTALLATION ) | LPC09 | Others | LPC245 | Space heater | NULL
LP_LPC04_NULL_NULL | E | Rice cooker | LP | L.P. GAS INSTALLATION ) | LPC04 | Rice cooker | NULL |  | NULL
LP_LPC04_LPC075_NULL | E | 5 - 20 kw | LP | L.P. GAS INSTALLATION ) | LPC04 | Rice cooker | LPC075 | 5 - 20 kw | NULL
LP_LPC04_LPC080_NULL | E | over 20 kw | LP | L.P. GAS INSTALLATION ) | LPC04 | Rice cooker | LPC080 | over 20 kw | NULL
LP_LPC04_LPC070_NULL | E | under 5 kw | LP | L.P. GAS INSTALLATION ) | LPC04 | Rice cooker | LPC070 | under 5 kw | NULL
LP_LPC05_NULL_NULL | E | Rice steamer | LP | L.P. GAS INSTALLATION ) | LPC05 | Rice steamer | NULL |  | NULL
LP_LPC05_LPC085_NULL | E | single unit | LP | L.P. GAS INSTALLATION ) | LPC05 | Rice steamer | LPC085 | single unit | NULL
LP_LPC05_LPC090_NULL | E | twin unit | LP | L.P. GAS INSTALLATION ) | LPC05 | Rice steamer | LPC090 | twin unit | NULL
LP_LPC06_NULL_NULL | E | Ring burners / table stove | LP | L.P. GAS INSTALLATION ) | LPC06 | Ring burners / table stove | NULL |  | NULL
LP_LPC06_LPC095_NULL | E | 1 or 2 rings | LP | L.P. GAS INSTALLATION ) | LPC06 | Ring burners / table stove | LPC095 | 1 or 2 rings | NULL
LP_LPC06_LPC100_NULL | E | 3 or 4 rings | LP | L.P. GAS INSTALLATION ) | LPC06 | Ring burners / table stove | LPC100 | 3 or 4 rings | NULL
LP_LPC03_NULL_NULL | E | System equipment | LP | L.P. GAS INSTALLATION ) | LPC03 | System equipment | NULL |  | NULL
LP_LPC03_LPC060_NULL | E | C/O facility (manual/auto) | LP | L.P. GAS INSTALLATION ) | LPC03 | System equipment | LPC060 | C/O facility (manual/auto) | NULL
LP_LPC03_LPC065_NULL | E | Vaporizor (all sizes) | LP | L.P. GAS INSTALLATION ) | LPC03 | System equipment | LPC065 | Vaporizor (all sizes) | NULL
LPDH_NULL_NULL_NULL | E | L.P. GAS DOMESTIC (HK&KLN) | LPDH | L.P. GAS DOMESTIC (HK&KLN) | NULL |  | NULL |  | NULL
LPDH_LPD02_NULL_NULL | E | Cooking equipment | LPDH | L.P. GAS DOMESTIC (HK&KLN) | LPD02 | Cooking equipment | NULL |  | NULL
LPDH_LPD02_LPD015_NULL | E | Domestic cooker | LPDH | L.P. GAS DOMESTIC (HK&KLN) | LPD02 | Cooking equipment | LPD015 | Domestic cooker | NULL
LPDH_LPD02_LPD020_NULL | E | Table stove | LPDH | L.P. GAS DOMESTIC (HK&KLN) | LPD02 | Cooking equipment | LPD020 | Table stove | NULL
LPDH_LPD01_NULL_NULL | E | Heater | LPDH | L.P. GAS DOMESTIC (HK&KLN) | LPD01 | Heater | NULL |  | NULL
LPDH_LPD01_LPD005_NULL | E | Multi-point water heater (all type) | LPDH | L.P. GAS DOMESTIC (HK&KLN) | LPD01 | Heater | LPD005 | Multi-point water heater (all type) | NULL
LPDH_LPD01_LPD010_NULL | E | Sink heater | LPDH | L.P. GAS DOMESTIC (HK&KLN) | LPD01 | Heater | LPD010 | Sink heater | NULL
LPDH_LPD03_NULL_NULL | E | Others | LPDH | L.P. GAS DOMESTIC (HK&KLN) | LPD03 | Others | NULL |  | NULL
LF_NULL_NULL_NULL | E | LIFT & ESCALATOR | LF | LIFT & ESCALATOR | NULL |  | NULL |  | NULL
LF_LF0010_NULL_NULL | E | Goods | LF | LIFT & ESCALATOR | LF0010 | Goods | NULL |  | NULL
LF_LF0015_NULL_NULL | E | Hydaulic | LF | LIFT & ESCALATOR | LF0015 | Hydaulic | NULL |  | NULL
LF_LF0025_NULL_NULL | E | Indoor Escalator | LF | LIFT & ESCALATOR | LF0025 | Indoor Escalator | NULL |  | NULL
LF_LF0030_NULL_NULL | E | Outdoor Escalator | LF | LIFT & ESCALATOR | LF0030 | Outdoor Escalator | NULL |  | NULL
LF_LF0005_NULL_NULL | E | Passenger | LF | LIFT & ESCALATOR | LF0005 | Passenger | NULL |  | NULL
LF_LF0020_NULL_NULL | E | Service | LF | LIFT & ESCALATOR | LF0020 | Service | NULL |  | NULL
LF_LF01_NULL_NULL | E | TYPE OF LIFT/ESCALATOR | LF | LIFT & ESCALATOR | LF01 | TYPE OF LIFT/ESCALATOR | NULL |  | NULL
LF_LF01_LF0005_NULL | E | ESCALATOR | LF | LIFT & ESCALATOR | LF01 | TYPE OF LIFT/ESCALATOR | LF0005 | ESCALATOR | NULL
LF_LF01_LF0010_NULL | E | FREIGHT | LF | LIFT & ESCALATOR | LF01 | TYPE OF LIFT/ESCALATOR | LF0010 | FREIGHT | NULL
LF_LF01_LF0015_NULL | E | GOODS LIFT | LF | LIFT & ESCALATOR | LF01 | TYPE OF LIFT/ESCALATOR | LF0015 | GOODS LIFT | NULL
LF_LF01_LF0020_NULL | E | HYDRAULIC LIFT | LF | LIFT & ESCALATOR | LF01 | TYPE OF LIFT/ESCALATOR | LF0020 | HYDRAULIC LIFT | NULL
LF_LF01_LF0025_NULL | E | PASSENGER LIFT | LF | LIFT & ESCALATOR | LF01 | TYPE OF LIFT/ESCALATOR | LF0025 | PASSENGER LIFT | NULL
LF_LF01_LF0030_NULL | E | OUTDOOR ESCALATOR | LF | LIFT & ESCALATOR | LF01 | TYPE OF LIFT/ESCALATOR | LF0030 | OUTDOOR ESCALATOR | NULL
LF_LF01_LF0035_NULL | E | SERVICES LIFT | LF | LIFT & ESCALATOR | LF01 | TYPE OF LIFT/ESCALATOR | LF0035 | SERVICES LIFT | NULL
LF_LF01_LF0040_NULL | E | STAIRCASE LIFT | LF | LIFT & ESCALATOR | LF01 | TYPE OF LIFT/ESCALATOR | LF0040 | STAIRCASE LIFT | NULL
LF_LF01_LF0045_NULL | E | TRAVELLER LIFT | LF | LIFT & ESCALATOR | LF01 | TYPE OF LIFT/ESCALATOR | LF0045 | TRAVELLER LIFT | NULL
LF_LF02_NULL_NULL | E | OTHERS | LF | LIFT & ESCALATOR | LF02 | OTHERS | NULL |  | NULL
MG_NULL_NULL_NULL | E | MEDICAL GAS | MG | MEDICAL GAS | NULL |  | NULL |  | NULL
MG_MG0015_NULL_NULL | E | Others | MG | MEDICAL GAS | MG0015 | Others | NULL |  | NULL
MG_MG0005_NULL_NULL | E | Oxygen system | MG | MEDICAL GAS | MG0005 | Oxygen system | NULL |  | NULL
MG_MG0010_NULL_NULL | E | Vacuum system | MG | MEDICAL GAS | MG0010 | Vacuum system | NULL |  | NULL
MG_MG01_NULL_NULL | E | SYSTEM | MG | MEDICAL GAS | MG01 | SYSTEM | NULL |  | NULL
MG_MG01_MG0005_NULL | E | OXYGEN | MG | MEDICAL GAS | MG01 | SYSTEM | MG0005 | OXYGEN | NULL
MG_MG02_NULL_NULL | E | OTHERS | MG | MEDICAL GAS | MG02 | OTHERS | NULL |  | NULL
OF_NULL_NULL_NULL | E | Oil Fired Hot Water Boiler | OF | Oil Fired Hot Water Boiler | NULL |  | NULL |  | NULL
OF_OF01_NULL_NULL | E | Boiler | OF | Oil Fired Hot Water Boiler | OF01 | Boiler | NULL |  | NULL
OF_OF01_OF0015_NULL | E | Dual fuel capacity between 100kW and 750kW | OF | Oil Fired Hot Water Boiler | OF01 | Boiler | OF0015 | Dual fuel capacity between 100kW and 750kW | NULL
OF_OF01_OF0020_NULL | E | Dual fuel capacity between 750kW and not exceeding 3,500kW | OF | Oil Fired Hot Water Boiler | OF01 | Boiler | OF0020 | Dual fuel capacity between 750kW and not exceeding 3,500kW | NULL
OF_OF01_OF0025_NULL | E | Gas fired capacity between 100kW and 750kW | OF | Oil Fired Hot Water Boiler | OF01 | Boiler | OF0025 | Gas fired capacity between 100kW and 750kW | NULL
OF_OF01_OF0030_NULL | E | Gas fired capacity between 100kW and 750kW with four or more burners | OF | Oil Fired Hot Water Boiler | OF01 | Boiler | OF0030 | Gas fired capacity between 100kW and 750kW with four or more burners | NULL
OF_OF01_OF0010_NULL | E | Oil-fired capacity between 100kW and 750kW | OF | Oil Fired Hot Water Boiler | OF01 | Boiler | OF0010 | Oil-fired capacity between 100kW and 750kW | NULL
OF_OF01_OF0005_NULL | E | Oil-fired capacity not exceeding 100kW | OF | Oil Fired Hot Water Boiler | OF01 | Boiler | OF0005 | Oil-fired capacity not exceeding 100kW | NULL
OF_OF02_NULL_NULL | E | Calorifier | OF | Oil Fired Hot Water Boiler | OF02 | Calorifier | NULL |  | NULL
OF_OF02_OF0035_NULL | E | capacity not exceeding 3,000 litres | OF | Oil Fired Hot Water Boiler | OF02 | Calorifier | OF0035 | capacity not exceeding 3,000 litres | NULL
OF_OF07_NULL_NULL | E | Equipment general | OF | Oil Fired Hot Water Boiler | OF07 | Equipment general | NULL |  | NULL
OF_OF07_OF0095_NULL | E | Carbon Dioxide recorder | OF | Oil Fired Hot Water Boiler | OF07 | Equipment general | OF0095 | Carbon Dioxide recorder | NULL
OF_OF07_OF0090_NULL | E | Control panel | OF | Oil Fired Hot Water Boiler | OF07 | Equipment general | OF0090 | Control panel | NULL
OF_OF07_OF0110_NULL | E | Draught gauge | OF | Oil Fired Hot Water Boiler | OF07 | Equipment general | OF0110 | Draught gauge | NULL
OF_OF07_OF0105_NULL | E | Fuel flow indicator | OF | Oil Fired Hot Water Boiler | OF07 | Equipment general | OF0105 | Fuel flow indicator | NULL
OF_OF07_OF0085_NULL | E | Gas supply sys. incl. pump, detector, train piped sys., CO2 combust. analyser | OF | Oil Fired Hot Water Boiler | OF07 | Equipment general | OF0085 | Gas supply sys. incl. pump, detector, train piped sys., CO2 combust. analyser | NULL
OF_OF07_OF0120_NULL | E | Heat exchange c/w control valve | OF | Oil Fired Hot Water Boiler | OF07 | Equipment general | OF0120 | Heat exchange c/w control valve | NULL
OF_OF07_OF0115_NULL | E | Pneumatic control valve | OF | Oil Fired Hot Water Boiler | OF07 | Equipment general | OF0115 | Pneumatic control valve | NULL
OF_OF07_OF0100_NULL | E | Smoke density indicator | OF | Oil Fired Hot Water Boiler | OF07 | Equipment general | OF0100 | Smoke density indicator | NULL
OF_OF03_NULL_NULL | E | Hot water cylinder | OF | Oil Fired Hot Water Boiler | OF03 | Hot water cylinder | NULL |  | NULL
OF_OF03_OF0045_NULL | E | capacity between 2,500 litres and 5,000 litres | OF | Oil Fired Hot Water Boiler | OF03 | Hot water cylinder | OF0045 | capacity between 2,500 litres and 5,000 litres | NULL
OF_OF03_OF0040_NULL | E | capacity not exceeding 2,500 litres | OF | Oil Fired Hot Water Boiler | OF03 | Hot water cylinder | OF0040 | capacity not exceeding 2,500 litres | NULL
OF_OF08_NULL_NULL | E | Others | OF | Oil Fired Hot Water Boiler | OF08 | Others | NULL |  | NULL
OF_OF04_NULL_NULL | E | Pressure tanks | OF | Oil Fired Hot Water Boiler | OF04 | Pressure tanks | NULL |  | NULL
OF_OF04_OF0055_NULL | E | capacity between 3,500 litres and 7,000 litres | OF | Oil Fired Hot Water Boiler | OF04 | Pressure tanks | OF0055 | capacity between 3,500 litres and 7,000 litres | NULL
OF_OF04_OF0050_NULL | E | capacity not exceeding 3,500 litres | OF | Oil Fired Hot Water Boiler | OF04 | Pressure tanks | OF0050 | capacity not exceeding 3,500 litres | NULL
OF_OF05_NULL_NULL | E | Pumps | OF | Oil Fired Hot Water Boiler | OF05 | Pumps | NULL |  | NULL
OF_OF05_OF0070_NULL | E | "PULLEN PUMP" cyclic booster sys. c/w 2 pump, 1 cont. panel & 1 pres.vessel | OF | Oil Fired Hot Water Boiler | OF05 | Pumps | OF0070 | "PULLEN PUMP" cyclic booster sys. c/w 2 pump, 1 cont. panel & 1 pres.vessel | NULL
OF_OF05_OF0065_NULL | E | oil transfer pump | OF | Oil Fired Hot Water Boiler | OF05 | Pumps | OF0065 | oil transfer pump | NULL
OF_OF05_OF0060_NULL | E | water pump | OF | Oil Fired Hot Water Boiler | OF05 | Pumps | OF0060 | water pump | NULL
OF_OF06_NULL_NULL | E | Solar system | OF | Oil Fired Hot Water Boiler | OF06 | Solar system | NULL |  | NULL
OF_OF06_OF0080_NULL | E | Solar hot water system controller (TREND 1Q 101 controller) | OF | Oil Fired Hot Water Boiler | OF06 | Solar system | OF0080 | Solar hot water system controller (TREND 1Q 101 controller) | NULL
OF_OF06_OF0075_NULL | E | Solar panel of size not exceeding 3 sq. min. surface area | OF | Oil Fired Hot Water Boiler | OF06 | Solar system | OF0075 | Solar panel of size not exceeding 3 sq. min. surface area | NULL
TG_NULL_NULL_NULL | E | TOWN GAS INSTALLATION (CIVIL) | TG | TOWN GAS INSTALLATION (CIVIL) | NULL |  | NULL |  | NULL
TG_TG01_NULL_NULL | E | DOMESTIC APPLIANCES | TG | TOWN GAS INSTALLATION (CIVIL) | TG01 | DOMESTIC APPLIANCES | NULL |  | NULL
TG_TG01_TGD025_NULL | E | Balanced flue multi-point heater | TG | TOWN GAS INSTALLATION (CIVIL) | TG01 | DOMESTIC APPLIANCES | TGD025 | Balanced flue multi-point heater | NULL
TG_TG01_TG0102_NULL | E | Commercial Appliances | TG | TOWN GAS INSTALLATION (CIVIL) | TG01 | DOMESTIC APPLIANCES | TG0102 | Commercial Appliances | NULL
TG_TG01_TG0102_TGC150 | E | 3 deck rice cooker | TG | TOWN GAS INSTALLATION (CIVIL) | TG01 | DOMESTIC APPLIANCES | TG0102 | Commercial Appliances | TGC150 | 3 deck rice cooker
TG_TG01_TG0102_TGC170 | E | 4 to 6 rings European cooker c/w oven and/or hotplate | TG | TOWN GAS INSTALLATION (CIVIL) | TG01 | DOMESTIC APPLIANCES | TG0102 | Commercial Appliances | TGC170 | 4 to 6 rings European cooker c/w oven and/or hotplate
TG_TG01_TG0102_TGC175 | E | 7 to 10 rings European cooker c/w oven and/or hotplateh | TG | TOWN GAS INSTALLATION (CIVIL) | TG01 | DOMESTIC APPLIANCES | TG0102 | Commercial Appliances | TGC175 | 7 to 10 rings European cooker c/w oven and/or hotplateh
TG_TG01_TG0102_TGC065 | E | Bain marie | TG | TOWN GAS INSTALLATION (CIVIL) | TG01 | DOMESTIC APPLIANCES | TG0102 | Commercial Appliances | TGC065 | Bain marie
TG_TG01_TG0102_TGC075 | E | Boiling pan | TG | TOWN GAS INSTALLATION (CIVIL) | TG01 | DOMESTIC APPLIANCES | TG0102 | Commercial Appliances | TGC075 | Boiling pan
TG_TG01_TG0102_TGC165 | E | Brazing hearth | TG | TOWN GAS INSTALLATION (CIVIL) | TG01 | DOMESTIC APPLIANCES | TG0102 | Commercial Appliances | TGC165 | Brazing hearth
TG_TG01_TG0102_TGC140 | E | Bulk hot water boiler (up to 146kw) | TG | TOWN GAS INSTALLATION (CIVIL) | TG01 | DOMESTIC APPLIANCES | TG0102 | Commercial Appliances | TGC140 | Bulk hot water boiler (up to 146kw)
TG_TG01_TG0102_TGC085 | E | Dish washing machine | TG | TOWN GAS INSTALLATION (CIVIL) | TG01 | DOMESTIC APPLIANCES | TG0102 | Commercial Appliances | TGC085 | Dish washing machine
TG_TG01_TG0102_TGC060 | E | Dough prover | TG | TOWN GAS INSTALLATION (CIVIL) | TG01 | DOMESTIC APPLIANCES | TG0102 | Commercial Appliances | TGC060 | Dough prover
TG_TG01_TG0102_TGC180 | E | Forging machine | TG | TOWN GAS INSTALLATION (CIVIL) | TG01 | DOMESTIC APPLIANCES | TG0102 | Commercial Appliances | TGC180 | Forging machine
TG_TG01_TG0102_TGC055 | E | Fryer | TG | TOWN GAS INSTALLATION (CIVIL) | TG01 | DOMESTIC APPLIANCES | TG0102 | Commercial Appliances | TGC055 | Fryer
TG_TG01_TG0102_TGC050 | E | Griller | TG | TOWN GAS INSTALLATION (CIVIL) | TG01 | DOMESTIC APPLIANCES | TG0102 | Commercial Appliances | TGC050 | Griller
TG_TG01_TG0102_TGC110 | E | Heavy duty boiling ring | TG | TOWN GAS INSTALLATION (CIVIL) | TG01 | DOMESTIC APPLIANCES | TG0102 | Commercial Appliances | TGC110 | Heavy duty boiling ring
TG_TG01_TG0102_TGC090 | E | Heavy duty cooking range 1-2 burners | TG | TOWN GAS INSTALLATION (CIVIL) | TG01 | DOMESTIC APPLIANCES | TG0102 | Commercial Appliances | TGC090 | Heavy duty cooking range 1-2 burners
TG_TG01_TG0102_TGC095 | E | Heavy duty cooking range 3-4 burners | TG | TOWN GAS INSTALLATION (CIVIL) | TG01 | DOMESTIC APPLIANCES | TG0102 | Commercial Appliances | TGC095 | Heavy duty cooking range 3-4 burners
TG_TG01_TG0102_TGC100 | E | Heavy duty cooking range 5-6 burners | TG | TOWN GAS INSTALLATION (CIVIL) | TG01 | DOMESTIC APPLIANCES | TG0102 | Commercial Appliances | TGC100 | Heavy duty cooking range 5-6 burners
TG_TG01_TG0102_TGC105 | E | Heavy duty cooking range 7 or more burners | TG | TOWN GAS INSTALLATION (CIVIL) | TG01 | DOMESTIC APPLIANCES | TG0102 | Commercial Appliances | TGC105 | Heavy duty cooking range 7 or more burners
TG_TG01_TG0102_TGC045 | E | Hot closet | TG | TOWN GAS INSTALLATION (CIVIL) | TG01 | DOMESTIC APPLIANCES | TG0102 | Commercial Appliances | TGC045 | Hot closet
TG_TG01_TG0102_TGC135 | E | Hotplate / griddle plate | TG | TOWN GAS INSTALLATION (CIVIL) | TG01 | DOMESTIC APPLIANCES | TG0102 | Commercial Appliances | TGC135 | Hotplate / griddle plate
TG_TG01_TG0102_TGC130 | E | Incinerator | TG | TOWN GAS INSTALLATION (CIVIL) | TG01 | DOMESTIC APPLIANCES | TG0102 | Commercial Appliances | TGC130 | Incinerator
TG_TG01_TG0102_TGC125 | E | Laboratory bunsen burner (single or twin) including tap and hose | TG | TOWN GAS INSTALLATION (CIVIL) | TG01 | DOMESTIC APPLIANCES | TG0102 | Commercial Appliances | TGC125 | Laboratory bunsen burner (single or twin) including tap and hose
TG_TG01_TG0102_TGC070 | E | Pastry oven | TG | TOWN GAS INSTALLATION (CIVIL) | TG01 | DOMESTIC APPLIANCES | TG0102 | Commercial Appliances | TGC070 | Pastry oven
TG_TG01_TG0102_TGC115 | E | Quallie | TG | TOWN GAS INSTALLATION (CIVIL) | TG01 | DOMESTIC APPLIANCES | TG0102 | Commercial Appliances | TGC115 | Quallie
TG_TG01_TG0102_TGC145 | E | Rice cooker | TG | TOWN GAS INSTALLATION (CIVIL) | TG01 | DOMESTIC APPLIANCES | TG0102 | Commercial Appliances | TGC145 | Rice cooker
TG_TG01_TG0102_TGC080 | E | Services counter | TG | TOWN GAS INSTALLATION (CIVIL) | TG01 | DOMESTIC APPLIANCES | TG0102 | Commercial Appliances | TGC080 | Services counter
TG_TG01_TG0102_TGC155 | E | Solid top oven | TG | TOWN GAS INSTALLATION (CIVIL) | TG01 | DOMESTIC APPLIANCES | TG0102 | Commercial Appliances | TGC155 | Solid top oven
TG_TG01_TG0102_TGC030 | E | Steaming oven and local make food steamer, single or twin unit | TG | TOWN GAS INSTALLATION (CIVIL) | TG01 | DOMESTIC APPLIANCES | TG0102 | Commercial Appliances | TGC030 | Steaming oven and local make food steamer, single or twin unit
TG_TG01_TG0102_TGC035 | E | Steaming oven and local make food steamer, triplet or quadruplet unit | TG | TOWN GAS INSTALLATION (CIVIL) | TG01 | DOMESTIC APPLIANCES | TG0102 | Commercial Appliances | TGC035 | Steaming oven and local make food steamer, triplet or quadruplet unit
TG_TG01_TG0102_TGC040 | E | Tea boiler and cafe set | TG | TOWN GAS INSTALLATION (CIVIL) | TG01 | DOMESTIC APPLIANCES | TG0102 | Commercial Appliances | TGC040 | Tea boiler and cafe set
TG_TG01_TG0102_TGC120 | E | Tilting fryer | TG | TOWN GAS INSTALLATION (CIVIL) | TG01 | DOMESTIC APPLIANCES | TG0102 | Commercial Appliances | TGC120 | Tilting fryer
TG_TG01_TG0102_TGC160 | E | Town gas lamp | TG | TOWN GAS INSTALLATION (CIVIL) | TG01 | DOMESTIC APPLIANCES | TG0102 | Commercial Appliances | TGC160 | Town gas lamp
TG_TG01_TGD020_NULL | E | Conventional flue multi-point heater (including fan-assisted) | TG | TOWN GAS INSTALLATION (CIVIL) | TG01 | DOMESTIC APPLIANCES | TGD020 | Conventional flue multi-point heater (including fan-assisted) | NULL
TG_TG01_TGD010_NULL | E | Cooker | TG | TOWN GAS INSTALLATION (CIVIL) | TG01 | DOMESTIC APPLIANCES | TGD010 | Cooker | NULL
TG_TG01_TG0101_NULL | E | Domestic Appliances | TG | TOWN GAS INSTALLATION (CIVIL) | TG01 | DOMESTIC APPLIANCES | TG0101 | Domestic Appliances | NULL
TG_TG01_TG0101_TGC025 | E | Balanced flue multi-point heater | TG | TOWN GAS INSTALLATION (CIVIL) | TG01 | DOMESTIC APPLIANCES | TG0101 | Domestic Appliances | TGC025 | Balanced flue multi-point heater
TG_TG01_TG0101_TGC020 | E | Conventional flue multi-point heater (Including fan assisted) | TG | TOWN GAS INSTALLATION (CIVIL) | TG01 | DOMESTIC APPLIANCES | TG0101 | Domestic Appliances | TGC020 | Conventional flue multi-point heater (Including fan assisted)
TG_TG01_TG0101_TGC010 | E | Cooker | TG | TOWN GAS INSTALLATION (CIVIL) | TG01 | DOMESTIC APPLIANCES | TG0101 | Domestic Appliances | TGC010 | Cooker
TG_TG01_TG0101_TGC005 | E | Hot Plate/table stove | TG | TOWN GAS INSTALLATION (CIVIL) | TG01 | DOMESTIC APPLIANCES | TG0101 | Domestic Appliances | TGC005 | Hot Plate/table stove
TG_TG01_TG0101_TGC015 | E | Sink water heater | TG | TOWN GAS INSTALLATION (CIVIL) | TG01 | DOMESTIC APPLIANCES | TG0101 | Domestic Appliances | TGC015 | Sink water heater
TG_TG01_TGD005_NULL | E | Hot plate / table stove | TG | TOWN GAS INSTALLATION (CIVIL) | TG01 | DOMESTIC APPLIANCES | TGD005 | Hot plate / table stove | NULL
TG_TG01_TGD015_NULL | E | Sinker water heater | TG | TOWN GAS INSTALLATION (CIVIL) | TG01 | DOMESTIC APPLIANCES | TGD015 | Sinker water heater | NULL
TG_TG04_NULL_NULL | E | SPECIAL APPLIANCE/EQUIPMENT | TG | TOWN GAS INSTALLATION (CIVIL) | TG04 | SPECIAL APPLIANCE/EQUIPMENT | NULL |  | NULL
TG_TG04_TGD025_NULL | E | Balanced flue multi-point heater | TG | TOWN GAS INSTALLATION (CIVIL) | TG04 | SPECIAL APPLIANCE/EQUIPMENT | TGD025 | Balanced flue multi-point heater | NULL
TG_TG04_TGD020_NULL | E | Conventional flue multi-point heater (including fan-assisted) | TG | TOWN GAS INSTALLATION (CIVIL) | TG04 | SPECIAL APPLIANCE/EQUIPMENT | TGD020 | Conventional flue multi-point heater (including fan-assisted) | NULL
TG_TG04_TGD010_NULL | E | Cooker | TG | TOWN GAS INSTALLATION (CIVIL) | TG04 | SPECIAL APPLIANCE/EQUIPMENT | TGD010 | Cooker | NULL
TG_TG04_TGD005_NULL | E | Hot plate / table stove | TG | TOWN GAS INSTALLATION (CIVIL) | TG04 | SPECIAL APPLIANCE/EQUIPMENT | TGD005 | Hot plate / table stove | NULL
TG_TG04_TGC255_NULL | E | Hot water circulation pump, all size (VISIT/QTR) | TG | TOWN GAS INSTALLATION (CIVIL) | TG04 | SPECIAL APPLIANCE/EQUIPMENT | TGC255 | Hot water circulation pump, all size (VISIT/QTR) | NULL
TG_TG04_TGD015_NULL | E | Sinker water heater | TG | TOWN GAS INSTALLATION (CIVIL) | TG04 | SPECIAL APPLIANCE/EQUIPMENT | TGD015 | Sinker water heater | NULL
TG_TG04_TGC260_NULL | E | GAS TRAIN PIPED SYSTEM (VISIT/QTR) | TG | TOWN GAS INSTALLATION (CIVIL) | TG04 | SPECIAL APPLIANCE/EQUIPMENT | TGC260 | GAS TRAIN PIPED SYSTEM (VISIT/QTR) | NULL
TG_TG04_TGC265_NULL | E | COMBUSTION ANALYSER (VISIT/QTR) | TG | TOWN GAS INSTALLATION (CIVIL) | TG04 | SPECIAL APPLIANCE/EQUIPMENT | TGC265 | COMBUSTION ANALYSER (VISIT/QTR) | NULL
TG_TG04_TGC270_NULL | E | CONTROL PANEL FOR CIRCULATING PUMP ( VISIT/QTR ) | TG | TOWN GAS INSTALLATION (CIVIL) | TG04 | SPECIAL APPLIANCE/EQUIPMENT | TGC270 | CONTROL PANEL FOR CIRCULATING PUMP ( VISIT/QTR ) | NULL
TG_TG04_TGC275_NULL | E | HOT WATER CIRCULATION PUMP, ALL SIZE (VISIT/MON) | TG | TOWN GAS INSTALLATION (CIVIL) | TG04 | SPECIAL APPLIANCE/EQUIPMENT | TGC275 | HOT WATER CIRCULATION PUMP, ALL SIZE (VISIT/MON) | NULL
TG_TG04_TGC280_NULL | E | GAS TRAIN PIPED SYSTEM (VISIT/MON) | TG | TOWN GAS INSTALLATION (CIVIL) | TG04 | SPECIAL APPLIANCE/EQUIPMENT | TGC280 | GAS TRAIN PIPED SYSTEM (VISIT/MON) | NULL
TG_TG04_TGC285_NULL | E | COMBUSTION ANALYSER (VISIT/MON ) | TG | TOWN GAS INSTALLATION (CIVIL) | TG04 | SPECIAL APPLIANCE/EQUIPMENT | TGC285 | COMBUSTION ANALYSER (VISIT/MON ) | NULL
TG_TG04_TGC290_NULL | E | CONTROL PANEL FOR CIRCULATING PUMP (VISIT/MON) | TG | TOWN GAS INSTALLATION (CIVIL) | TG04 | SPECIAL APPLIANCE/EQUIPMENT | TGC290 | CONTROL PANEL FOR CIRCULATING PUMP (VISIT/MON) | NULL
TG_TG02_NULL_NULL | E | COMMERCIAL APPLIANCES | TG | TOWN GAS INSTALLATION (CIVIL) | TG02 | COMMERCIAL APPLIANCES | NULL |  | NULL
TG_TG02_TGC195_NULL | E | capacity exceeding 146KW and within 200KW(VISIT/QTR) | TG | TOWN GAS INSTALLATION (CIVIL) | TG02 | COMMERCIAL APPLIANCES | TGC195 | capacity exceeding 146KW and within 200KW(VISIT/QTR) | NULL
TG_TG02_TGC220_NULL | E | capacity exceeding 200KW and within 750KW (VISIT/MON) | TG | TOWN GAS INSTALLATION (CIVIL) | TG02 | COMMERCIAL APPLIANCES | TGC220 | capacity exceeding 200KW and within 750KW (VISIT/MON) | NULL
TG_TG02_TGC235_NULL | E | HOT WATER CYLINDER WITH CAPACITY BETWEEN2501 LITRES AND 5000 LITRES_(VISIT/MON) | TG | TOWN GAS INSTALLATION (CIVIL) | TG02 | COMMERCIAL APPLIANCES | TGC235 | HOT WATER CYLINDER WITH CAPACITY BETWEEN2501 LITRES AND 5000 LITRES_(VISIT/MON) | NULL
TG_TG02_TGC190_NULL | E | CAPACITY NOT EXCEEDING 146KW (WITH 3 BURNERS) (VISIT/QTR) | TG | TOWN GAS INSTALLATION (CIVIL) | TG02 | COMMERCIAL APPLIANCES | TGC190 | CAPACITY NOT EXCEEDING 146KW (WITH 3 BURNERS) (VISIT/QTR) | NULL
TG_TG02_TGC295_NULL | E | capacity not exceeding 146KW (with 3 burners) | TG | TOWN GAS INSTALLATION (CIVIL) | TG02 | COMMERCIAL APPLIANCES | TGC295 | capacity not exceeding 146KW (with 3 burners) | NULL
TG_TG02_TGC030_NULL | E | STEAMING OVEN AND LOCAL MAKE FOOD STEAMER,SINGLE OR TWIN UNIT | TG | TOWN GAS INSTALLATION (CIVIL) | TG02 | COMMERCIAL APPLIANCES | TGC030 | STEAMING OVEN AND LOCAL MAKE FOOD STEAMER,SINGLE OR TWIN UNIT | NULL
TG_TG02_TGC035_NULL | E | STEAMING OVEN AND LOCAL MAKE FOOD STEAMER,TRIPLET OR QUADRUPLET UNIT | TG | TOWN GAS INSTALLATION (CIVIL) | TG02 | COMMERCIAL APPLIANCES | TGC035 | STEAMING OVEN AND LOCAL MAKE FOOD STEAMER,TRIPLET OR QUADRUPLET UNIT | NULL
TG_TG02_TGC040_NULL | E | TEA BOILER AND CAFE SET | TG | TOWN GAS INSTALLATION (CIVIL) | TG02 | COMMERCIAL APPLIANCES | TGC040 | TEA BOILER AND CAFE SET | NULL
TG_TG02_TGC045_NULL | E | HOT CLOSET | TG | TOWN GAS INSTALLATION (CIVIL) | TG02 | COMMERCIAL APPLIANCES | TGC045 | HOT CLOSET | NULL
TG_TG02_TGC050_NULL | E | GRILLER | TG | TOWN GAS INSTALLATION (CIVIL) | TG02 | COMMERCIAL APPLIANCES | TGC050 | GRILLER | NULL
TG_TG02_TGC055_NULL | E | FRYER | TG | TOWN GAS INSTALLATION (CIVIL) | TG02 | COMMERCIAL APPLIANCES | TGC055 | FRYER | NULL
TG_TG02_TGC060_NULL | E | DOUGH PROVER | TG | TOWN GAS INSTALLATION (CIVIL) | TG02 | COMMERCIAL APPLIANCES | TGC060 | DOUGH PROVER | NULL
TG_TG02_TGC065_NULL | E | BAIN MARIE | TG | TOWN GAS INSTALLATION (CIVIL) | TG02 | COMMERCIAL APPLIANCES | TGC065 | BAIN MARIE | NULL
TG_TG02_TGC070_NULL | E | PASTRY OVEN | TG | TOWN GAS INSTALLATION (CIVIL) | TG02 | COMMERCIAL APPLIANCES | TGC070 | PASTRY OVEN | NULL
TG_TG02_TGC075_NULL | E | BOILING PAN | TG | TOWN GAS INSTALLATION (CIVIL) | TG02 | COMMERCIAL APPLIANCES | TGC075 | BOILING PAN | NULL
TG_TG02_TGC080_NULL | E | SERVICES COUNTER | TG | TOWN GAS INSTALLATION (CIVIL) | TG02 | COMMERCIAL APPLIANCES | TGC080 | SERVICES COUNTER | NULL
TG_TG02_TGC085_NULL | E | DISHWASHING MACHINE | TG | TOWN GAS INSTALLATION (CIVIL) | TG02 | COMMERCIAL APPLIANCES | TGC085 | DISHWASHING MACHINE | NULL
TG_TG02_TGC090_NULL | E | HEAVY DUTY COOKING RANGE 1-2 BURNERS | TG | TOWN GAS INSTALLATION (CIVIL) | TG02 | COMMERCIAL APPLIANCES | TGC090 | HEAVY DUTY COOKING RANGE 1-2 BURNERS | NULL
TG_TG02_TGC095_NULL | E | HEAVY DUTY COOKING RANGE 3-4 BURNERS | TG | TOWN GAS INSTALLATION (CIVIL) | TG02 | COMMERCIAL APPLIANCES | TGC095 | HEAVY DUTY COOKING RANGE 3-4 BURNERS | NULL
TG_TG02_TGC100_NULL | E | HEAVY DUTY COOKING RANGE 5-6 BURNERS | TG | TOWN GAS INSTALLATION (CIVIL) | TG02 | COMMERCIAL APPLIANCES | TGC100 | HEAVY DUTY COOKING RANGE 5-6 BURNERS | NULL
TG_TG02_TGC105_NULL | E | HEAVY DUTY COOKING RANGE 7 OR MORE BURNERS | TG | TOWN GAS INSTALLATION (CIVIL) | TG02 | COMMERCIAL APPLIANCES | TGC105 | HEAVY DUTY COOKING RANGE 7 OR MORE BURNERS | NULL
TG_TG02_TGC110_NULL | E | HEAVY DUTY BOILING RING | TG | TOWN GAS INSTALLATION (CIVIL) | TG02 | COMMERCIAL APPLIANCES | TGC110 | HEAVY DUTY BOILING RING | NULL
TG_TG02_TGC115_NULL | E | QUALLIE | TG | TOWN GAS INSTALLATION (CIVIL) | TG02 | COMMERCIAL APPLIANCES | TGC115 | QUALLIE | NULL
TG_TG02_TGC120_NULL | E | TILTING FRYER | TG | TOWN GAS INSTALLATION (CIVIL) | TG02 | COMMERCIAL APPLIANCES | TGC120 | TILTING FRYER | NULL
TG_TG02_TGC125_NULL | E | LABORATORY BUNSEN BURNER (SINGLE OR TWIN) INCLUDING TAP AND HOSE | TG | TOWN GAS INSTALLATION (CIVIL) | TG02 | COMMERCIAL APPLIANCES | TGC125 | LABORATORY BUNSEN BURNER (SINGLE OR TWIN) INCLUDING TAP AND HOSE | NULL
TG_TG02_TGC130_NULL | E | INCINERATOR | TG | TOWN GAS INSTALLATION (CIVIL) | TG02 | COMMERCIAL APPLIANCES | TGC130 | INCINERATOR | NULL
TG_TG02_TGC135_NULL | E | HOTPLATE/GRIDDLE PLATE | TG | TOWN GAS INSTALLATION (CIVIL) | TG02 | COMMERCIAL APPLIANCES | TGC135 | HOTPLATE/GRIDDLE PLATE | NULL
TG_TG02_TGC140_NULL | E | BULK HOT WATER BOILER (UP TO 146KW) | TG | TOWN GAS INSTALLATION (CIVIL) | TG02 | COMMERCIAL APPLIANCES | TGC140 | BULK HOT WATER BOILER (UP TO 146KW) | NULL
TG_TG02_TGC145_NULL | E | RICE COOKER | TG | TOWN GAS INSTALLATION (CIVIL) | TG02 | COMMERCIAL APPLIANCES | TGC145 | RICE COOKER | NULL
TG_TG02_TGC150_NULL | E | 3 DECK RICE COOKER | TG | TOWN GAS INSTALLATION (CIVIL) | TG02 | COMMERCIAL APPLIANCES | TGC150 | 3 DECK RICE COOKER | NULL
TG_TG02_TGC155_NULL | E | SOLID TOP OVEN | TG | TOWN GAS INSTALLATION (CIVIL) | TG02 | COMMERCIAL APPLIANCES | TGC155 | SOLID TOP OVEN | NULL
TG_TG02_TGC160_NULL | E | TOWN GAS LAMP | TG | TOWN GAS INSTALLATION (CIVIL) | TG02 | COMMERCIAL APPLIANCES | TGC160 | TOWN GAS LAMP | NULL
TG_TG02_TGC165_NULL | E | BRAZING HEARTH | TG | TOWN GAS INSTALLATION (CIVIL) | TG02 | COMMERCIAL APPLIANCES | TGC165 | BRAZING HEARTH | NULL
TG_TG02_TGC170_NULL | E | 4 OR 6 RINGS EUROPEAN COOKER C/W OVEN AND/OR HOTPLATE | TG | TOWN GAS INSTALLATION (CIVIL) | TG02 | COMMERCIAL APPLIANCES | TGC170 | 4 OR 6 RINGS EUROPEAN COOKER C/W OVEN AND/OR HOTPLATE | NULL
TG_TG02_TGC175_NULL | E | 7 TO 10 RINGS EUROPEAN COOKER C/W OVEN AND/OR HOTPLATE | TG | TOWN GAS INSTALLATION (CIVIL) | TG02 | COMMERCIAL APPLIANCES | TGC175 | 7 TO 10 RINGS EUROPEAN COOKER C/W OVEN AND/OR HOTPLATE | NULL
TG_TG02_TGC180_NULL | E | FORGING MACHINE | TG | TOWN GAS INSTALLATION (CIVIL) | TG02 | COMMERCIAL APPLIANCES | TGC180 | FORGING MACHINE | NULL
TG_TG03_NULL_NULL | E | HOT WATER BOILER | TG | TOWN GAS INSTALLATION (CIVIL) | TG03 | HOT WATER BOILER | NULL |  | NULL
TG_TG03_TGC215_NULL | E | Calorifier of capacity not exceeding 3,000 LITRES (VISIT/QTR) | TG | TOWN GAS INSTALLATION (CIVIL) | TG03 | HOT WATER BOILER | TGC215 | Calorifier of capacity not exceeding 3,000 LITRES (VISIT/QTR) | NULL
TG_TG03_TGC245_NULL | E | PRESSURE TANK OF CAPACITY NOT EXCEEDING 3500 LITRES ( VISIT/MON ) | TG | TOWN GAS INSTALLATION (CIVIL) | TG03 | HOT WATER BOILER | TGC245 | PRESSURE TANK OF CAPACITY NOT EXCEEDING 3500 LITRES ( VISIT/MON ) | NULL
TG_TG03_TGC240_NULL | E | HOT WATER CIRCULATION PUMP, ALL SIZE ( VISIT/MON ) | TG | TOWN GAS INSTALLATION (CIVIL) | TG03 | HOT WATER BOILER | TGC240 | HOT WATER CIRCULATION PUMP, ALL SIZE ( VISIT/MON ) | NULL
TG_TG03_TGC225_NULL | E | CAPACITY EXCEEDING 750KW AND WITHIN 2500KW (VISIT/MON) | TG | TOWN GAS INSTALLATION (CIVIL) | TG03 | HOT WATER BOILER | TGC225 | CAPACITY EXCEEDING 750KW AND WITHIN 2500KW (VISIT/MON) | NULL
TG_TG03_TGC205_NULL | E | Hot water cylinder with capacity between 2,501 litres and 5,000 litres | TG | TOWN GAS INSTALLATION (CIVIL) | TG03 | HOT WATER BOILER | TGC205 | Hot water cylinder with capacity between 2,501 litres and 5,000 litres | NULL
TG_TG03_TGC200_NULL | E | Hot water cylinder with capacity not excEEDING OF 2,500 LITRES (VISIT/QTR) | TG | TOWN GAS INSTALLATION (CIVIL) | TG03 | HOT WATER BOILER | TGC200 | Hot water cylinder with capacity not excEEDING OF 2,500 LITRES (VISIT/QTR) | NULL
TG_TG03_TGC230_NULL | E | Hot water cylinder with capacity not excEEDING OF 2,500 LITRES_(VISIT/MON) | TG | TOWN GAS INSTALLATION (CIVIL) | TG03 | HOT WATER BOILER | TGC230 | Hot water cylinder with capacity not excEEDING OF 2,500 LITRES_(VISIT/MON) | NULL
TG_TG03_TGC210_NULL | E | Pressure tank of capacity not exceeding 3,500 LITRES (VISIT/QTR) | TG | TOWN GAS INSTALLATION (CIVIL) | TG03 | HOT WATER BOILER | TGC210 | Pressure tank of capacity not exceeding 3,500 LITRES (VISIT/QTR) | NULL
TG_TG03_TGC195_NULL | E | capacity exceeding 146KW and within 200KW(VISIT/QTR) | TG | TOWN GAS INSTALLATION (CIVIL) | TG03 | HOT WATER BOILER | TGC195 | capacity exceeding 146KW and within 200KW(VISIT/QTR) | NULL
TG_TG03_TGC220_NULL | E | capacity exceeding 200KW and within 750KW (VISIT/MON) | TG | TOWN GAS INSTALLATION (CIVIL) | TG03 | HOT WATER BOILER | TGC220 | capacity exceeding 200KW and within 750KW (VISIT/MON) | NULL
TG_TG03_TGC235_NULL | E | HOT WATER CYLINDER WITH CAPACITY BETWEEN2501 LITRES AND 5000 LITRES_(VISIT/MON) | TG | TOWN GAS INSTALLATION (CIVIL) | TG03 | HOT WATER BOILER | TGC235 | HOT WATER CYLINDER WITH CAPACITY BETWEEN2501 LITRES AND 5000 LITRES_(VISIT/MON) | NULL
TG_TG03_TGC190_NULL | E | CAPACITY NOT EXCEEDING 146KW (WITH 3 BURNERS) (VISIT/QTR) | TG | TOWN GAS INSTALLATION (CIVIL) | TG03 | HOT WATER BOILER | TGC190 | CAPACITY NOT EXCEEDING 146KW (WITH 3 BURNERS) (VISIT/QTR) | NULL
TG_TG03_TGC185_NULL | E | CAPACITY NOT EXCEEDING 146KW (VISIT/QTR) | TG | TOWN GAS INSTALLATION (CIVIL) | TG03 | HOT WATER BOILER | TGC185 | CAPACITY NOT EXCEEDING 146KW (VISIT/QTR) | NULL
TG_TG03_TGC250_NULL | E | CALORIFIER OF CAPACITY NOT EXCEEDING 3000 LITES ( VISIT/MON ) | TG | TOWN GAS INSTALLATION (CIVIL) | TG03 | HOT WATER BOILER | TGC250 | CALORIFIER OF CAPACITY NOT EXCEEDING 3000 LITES ( VISIT/MON ) | NULL
TG_TG03_TGC305_NULL | E | HEAT EXCHANGER | TG | TOWN GAS INSTALLATION (CIVIL) | TG03 | HOT WATER BOILER | TGC305 | HEAT EXCHANGER | NULL
TG_TG06_NULL_NULL | E | EXHAUST FANS | TG | TOWN GAS INSTALLATION (CIVIL) | TG06 | EXHAUST FANS | NULL |  | NULL
TG_TG06_TGC300_NULL | E | COMMON FLUE FAN | TG | TOWN GAS INSTALLATION (CIVIL) | TG06 | EXHAUST FANS | TGC300 | COMMON FLUE FAN | NULL
TG_TG07_NULL_NULL | E | STAR RATE | TG | TOWN GAS INSTALLATION (CIVIL) | TG07 | STAR RATE | NULL |  | NULL
TG_TG07_TGC310_NULL | E | CISSELL L36URD 30G GAS DYER | TG | TOWN GAS INSTALLATION (CIVIL) | TG07 | STAR RATE | TGC310 | CISSELL L36URD 30G GAS DYER | NULL
TG_TG07_TGC315_NULL | E | CISSELL L44CD 42G GAS DRYER (SINGLE DECK ) | TG | TOWN GAS INSTALLATION (CIVIL) | TG07 | STAR RATE | TGC315 | CISSELL L44CD 42G GAS DRYER (SINGLE DECK ) | NULL
USER_NULL_NULL_NULL | B | SEE THE REMARK | USER | User Defined | NULL |  | NULL |  | NULL
STR_NULL_NULL_NULL | B | BUILDING STRUTURE | STR | Building Structure | NULL |  | NULL |  | NULL
STR_FDN_NULL_NULL | B | FOUNDATION | STR | Building Structure | FDN | Foundation | NULL |  | NULL
STR_FDN_STRU_NULL | B | FOUNDATION STRUCTURE | STR | Building Structure | FDN | Foundation | STRU | Structure | NULL
STR_FDN_STRU_CONC | B | FOUNDATION CONCRETE | STR | Building Structure | FDN | Foundation | STRU | Structure | CONC | Concrete
STR_FDN_STRU_S | B | FOUNDATION STEEL | STR | Building Structure | FDN | Foundation | STRU | Structure | S | Steel
STR_FDN_STRU_OTH | B | FOUNDATION STRUCTURE (SEE REMARKS) | STR | Building Structure | FDN | Foundation | STRU | Structure | OTH | Other
STR_BASE_NULL_NULL | B | BASEMENT FLOOR | STR | Building Structure | BASE | Basement floor | NULL |  | NULL
STR_BASE_STRU_NULL | B | STRUCTURE OF BASEMENT FLOOR | STR | Building Structure | BASE | Basement floor | STRU | Structure | NULL
STR_BASE_STRU_CONC | B | BASEMENT FLOOR CONCRETE | STR | Building Structure | BASE | Basement floor | STRU | Structure | CONC | Concrete
STR_BASE_STRU_BR | B | BASEMENT FLOOR BRICK | STR | Building Structure | BASE | Basement floor | STRU | Structure | BR | Brickwork
STR_BASE_STRU_BLKWK | B | BASEMENT FLOOR BLOCK | STR | Building Structure | BASE | Basement floor | STRU | Structure | BLKWK | Blockwork
STR_BASE_STRU_OTH | B | STRUCTURE BASEMENT FLOOR (SEE REMARKS) | STR | Building Structure | BASE | Basement floor | STRU | Structure | OTH | Other
STR_BASE_TANK_NULL | B | BASEMENT FLOOR TANKING | STR | Building Structure | BASE | Basement floor | TANK | Tanking | NULL
STR_BASE_TANK_ASP | B | BASEMENT FLOOR ASPHALT TANKING | STR | Building Structure | BASE | Basement floor | TANK | Tanking | ASP | Asphalt
STR_BASE_TANK_OTH | B | BASEMENT FLOOR TANKING (SEE REMARKS) | STR | Building Structure | BASE | Basement floor | TANK | Tanking | OTH | Other
STR_BASE_DPM_NULL | B | BASEMENT FLOOR DPM | STR | Building Structure | BASE | Basement floor | DPM | DPM | NULL
STR_BASE_DPM_PTSHT | B | BASEMENT FLOOR POLYTHENE SHEETING DPM | STR | Building Structure | BASE | Basement floor | DPM | DPM | PTSHT | Polythene sheeting
STR_BASE_DPM_OTH | B | BASEMENT FLOOR DPM (SEE REMARKS) | STR | Building Structure | BASE | Basement floor | DPM | DPM | OTH | Other
STR_FL_NULL_NULL | B | FLOOR | STR | Building Structure | FL | Floor | NULL |  | NULL
STR_FL_STRU_NULL | B | STRUCTURE OF FLOOR | STR | Building Structure | FL | Floor | STRU | Structure | NULL
STR_FL_STRU_CONC | B | FLOOR CONTRETE STRUCTURE | STR | Building Structure | FL | Floor | STRU | Structure | CONC | Concrete
STR_FL_STRU_S | B | FLOOR STEEL STRUCTURE | STR | Building Structure | FL | Floor | STRU | Structure | S | Steel
STR_FL_STRU_TIM | B | FLOOR TIMBER STRUCTURE | STR | Building Structure | FL | Floor | STRU | Structure | TIM | Timber
STR_FL_STRU_OTH | B | STRUCTURE OF FLOOR (SEE REMARKS) | STR | Building Structure | FL | Floor | STRU | Structure | OTH | Other
STR_FL_INSU_NULL | B | FLOOR INSULATION | STR | Building Structure | FL | Floor | INSU | Insulation | NULL
STR_FL_INSU_EXPPS | B | EXPANDED POLYSTYRENE INSULATION ON FLOOR | STR | Building Structure | FL | Floor | INSU | Insulation | EXPPS | Expanded polystyrene
STR_FL_INSU_EXTPS | B | EXTRUDED POLYSTYRENE INSULATION ON FLOOR | STR | Building Structure | FL | Floor | INSU | Insulation | EXTPS | Extruded polystyrene
STR_FL_INSU_FIBRG | B | FIBRE-GLASS INSULATION ON FLOOR | STR | Building Structure | FL | Floor | INSU | Insulation | FIBRG | Fibre-glass
STR_FL_INSU_MINER | B | MINERAL FIBRE INSULATION ON FLOOR | STR | Building Structure | FL | Floor | INSU | Insulation | MINER | Mineral fibre
STR_FL_INSU_OTH | B | FLOOR INSULATION (SEE REMARKS) | STR | Building Structure | FL | Floor | INSU | Insulation | OTH | Other
STR_FL_FIN_NULL | B | FLOOR FINISHING | STR | Building Structure | FL | Floor | FIN | Finish | NULL
STR_FL_FIN_CONC | B | FLOOR CONCRETE FINISHING | STR | Building Structure | FL | Floor | FIN | Finish | CONC | Concrete
STR_FL_FIN_ASP | B | FLOOR ASPHALT FINISHING | STR | Building Structure | FL | Floor | FIN | Finish | ASP | Asphalt
STR_FL_FIN_TICER | B | CERAMIC FLOOR TILE | STR | Building Structure | FL | Floor | FIN | Finish | TICER | Tile-Ceramic
STR_FL_FIN_BR | B | PAVING FLOOR BRICK | STR | Building Structure | FL | Floor | FIN | Finish | BR | Brickwork
STR_FL_FIN_TIMOS | B | MOSAIC FLOOR TILE | STR | Building Structure | FL | Floor | FIN | Finish | TIMOS | Tile-mosaic
STR_FL_FIN_GRAN | B | GRANITE FLOOR | STR | Building Structure | FL | Floor | FIN | Finish | GRAN | Granite
STR_FL_FIN_SANDS | B | SANDSTONE FLOOR | STR | Building Structure | FL | Floor | FIN | Finish | SANDS | Sandstone
STR_FL_FIN_MAR | B | MARBLE FLOOR | STR | Building Structure | FL | Floor | FIN | Finish | MAR | Marble
STR_FL_FIN_TIM | B | TIMBER FLOORING | STR | Building Structure | FL | Floor | FIN | Finish | TIM | Timber
STR_FL_FIN_TIQUA | B | QUARRY FLOOR TILE | STR | Building Structure | FL | Floor | FIN | Finish | TIQUA | Tile-quarry
STR_FL_FIN_MAS | B | MASTIC FLOOR | STR | Building Structure | FL | Floor | FIN | Finish | MAS | Mastic
STR_FL_FIN_LS | B | LIMESTONE FLOOR | STR | Building Structure | FL | Floor | FIN | Finish | LS | Limestone
STR_FL_FIN_TERR | B | TERRAZZO FLOORING | STR | Building Structure | FL | Floor | FIN | Finish | TERR | Terrazzo
STR_FL_FIN_RES | B | RESIN FLOOR | STR | Building Structure | FL | Floor | FIN | Finish | RES | Resin
STR_FL_FIN_LINO | B | LINOLEUM FLOOR | STR | Building Structure | FL | Floor | FIN | Finish | LINO | Linoleum
STR_FL_FIN_COR | B | CORK FLOOR | STR | Building Structure | FL | Floor | FIN | Finish | COR | Cork
STR_FL_FIN_VINY | B | FLEXIBLE VINYL FLOOR | STR | Building Structure | FL | Floor | FIN | Finish | VINY | Flexible vinyl
STR_FL_FIN_OTH | B | OTHER FLOOR FINISH (SEE REMARKS) | STR | Building Structure | FL | Floor | FIN | Finish | OTH | Other
STR_FL_SCD_NULL | B | FLOOR SCREENING | STR | Building Structure | FL | Floor | SCD | Screed | NULL
STR_FL_SCD_CSA | B | CEMENT, SAND & AGGREGATE | STR | Building Structure | FL | Floor | SCD | Screed | CSA | Cement & sand & aggregate
STR_FL_SCD_OTH | B | OTHER FLOOR SCREENING (SEE REMARKS) | STR | Building Structure | FL | Floor | SCD | Screed | OTH | Other
STR_RF_NULL_NULL | B | ROOF | STR | Building Structure | RF | Roof | NULL |  | NULL
STR_RF_STRU_NULL | B | ROOF STRUCTURE | STR | Building Structure | RF | Roof | STRU | Structure | NULL
STR_RF_STRU_CONC | B | CONCRETE ROOF STRUCTURE | STR | Building Structure | RF | Roof | STRU | Structure | CONC | Concrete
STR_RF_STRU_S | B | STEEL ROOF STRUCTURE | STR | Building Structure | RF | Roof | STRU | Structure | S | Steel
STR_RF_STRU_OTH | B | ROOF STRUCTURE (SEE REMARKS) | STR | Building Structure | RF | Roof | STRU | Structure | OTH | Other
STR_RF_INSU_NULL | B | ROOF INSULATION | STR | Building Structure | RF | Roof | INSU | Insulation | NULL
STR_RF_INSU_EXPPS | B | EXPANDED POLYSTYRENE INSULATION ON ROOF | STR | Building Structure | RF | Roof | INSU | Insulation | EXPPS | Expanded polystyrene
STR_RF_INSU_EXTPS | B | ExTRUDED POLYSTRENE INSULATION ON ROOF | STR | Building Structure | RF | Roof | INSU | Insulation | EXTPS | Extruded polystyrene
STR_RF_INSU_FIBRG | B | FIBRE GLASS INSULATION ON ROOF | STR | Building Structure | RF | Roof | INSU | Insulation | FIBRG | Fibre-glass
STR_RF_INSU_MINER | B | MINERAL FIBRE INSULATION ON ROOF | STR | Building Structure | RF | Roof | INSU | Insulation | MINER | Mineral fibre
STR_RF_INSU_OTH | B | ROOF INSULATION (SEE REMARKS) | STR | Building Structure | RF | Roof | INSU | Insulation | OTH | Other
STR_RF_FLAS_NULL | B | ROOF FLASHING | STR | Building Structure | RF | Roof | FLAS | Flashing | NULL
STR_RF_FLAS_BITU | B | FELT-BITUMEN FLASHING ON ROOF | STR | Building Structure | RF | Roof | FLAS | Flashing | BITU | Felt-bitumen
STR_RF_FLAS_LEA | B | LEAD FLASHING ON ROOF | STR | Building Structure | RF | Roof | FLAS | Flashing | LEA | Lead
STR_RF_FLAS_CU | B | COPPER FLASHING ON ROOF | STR | Building Structure | RF | Roof | FLAS | Flashing | CU | Copper
STR_RF_FLAS_SS | B | STAINLESS STEEL FLASHING ON ROOF | STR | Building Structure | RF | Roof | FLAS | Flashing | SS | Stainless steel
STR_RF_FLAS_OTH | B | ROOF FLASHING (SEE REMARKS) | STR | Building Structure | RF | Roof | FLAS | Flashing | OTH | Other
STR_RF_PARA_NULL | B | PARAPET ON ROOF | STR | Building Structure | RF | Roof | PARA | Parapet | NULL
STR_RF_PARA_CONC | B | CONCRETE PARAPET ON ROOF | STR | Building Structure | RF | Roof | PARA | Parapet | CONC | Concrete
STR_RF_PARA_S | B | STEEL PARAPET ON ROOF | STR | Building Structure | RF | Roof | PARA | Parapet | S | Steel
STR_RF_PARA_BR | B | BRICK PARAPET ON ROOF | STR | Building Structure | RF | Roof | PARA | Parapet | BR | Brickwork
STR_RF_PARA_GIP | B | GALVANIZED STEEL TUBE PARAPET ON ROOF | STR | Building Structure | RF | Roof | PARA | Parapet | GIP | Galvanized ironpipe
STR_RF_PARA_BLKWK | B | BLOCKWORK PARAPET ON ROOF | STR | Building Structure | RF | Roof | PARA | Parapet | BLKWK | Blockwork
STR_RF_PARA_OTH | B | PARAPET ON ROOF (SEE REMARKS) | STR | Building Structure | RF | Roof | PARA | Parapet | OTH | Other
STR_RF_RAIL_NULL | B | ROOF RAILING | STR | Building Structure | RF | Roof | RAIL | Railing | NULL
STR_RF_RAIL_CONC | B | CONRETE RAILING ON ROOF | STR | Building Structure | RF | Roof | RAIL | Railing | CONC | Concrete
STR_RF_RAIL_S | B | STEEL RAILING ON ROOF | STR | Building Structure | RF | Roof | RAIL | Railing | S | Steel
STR_RF_RAIL_BR | B | BRICK RAILING ON ROOF | STR | Building Structure | RF | Roof | RAIL | Railing | BR | Brickwork
STR_RF_RAIL_GIP | B | GALVANIZED STEEL TUBE RAILING ON ROOF | STR | Building Structure | RF | Roof | RAIL | Railing | GIP | Galvanized ironpipe
STR_RF_RAIL_BLKWK | B | BLOCKWORK RAILING ON ROOF | STR | Building Structure | RF | Roof | RAIL | Railing | BLKWK | Blockwork
STR_RF_RAIL_OTH | B | ROOFING RAILING (SEE REMARKS) | STR | Building Structure | RF | Roof | RAIL | Railing | OTH | Other
STR_RF_CURB_NULL | B | ROOF CURB | STR | Building Structure | RF | Roof | CURB | Curb | NULL
STR_RF_CURB_CONC | B | CONCRETE CURB ON ROOF | STR | Building Structure | RF | Roof | CURB | Curb | CONC | Concrete
STR_RF_CURB_S | B | STEEL CURB ON ROOF | STR | Building Structure | RF | Roof | CURB | Curb | S | Steel
STR_RF_CURB_BR | B | BRICK CURB ON ROOF | STR | Building Structure | RF | Roof | CURB | Curb | BR | Brickwork
STR_RF_CURB_BLKWK | B | BLOCKWORK CURB ON ROOF | STR | Building Structure | RF | Roof | CURB | Curb | BLKWK | Blockwork
STR_RF_CURB_OTH | B | ROOF CURB (SEE REMARKS) | STR | Building Structure | RF | Roof | CURB | Curb | OTH | Other
STR_RF_WPM_NULL | B | WATERPROOF MEMBRANE ON ROOF | STR | Building Structure | RF | Roof | WPM | Waterproof membrane | NULL
STR_RF_WPM_BITU | B | BITUMEN FELT ON ROOF | STR | Building Structure | RF | Roof | WPM | Waterproof membrane | BITU | Felt-bitumen
STR_RF_WPM_PTSHT | B | POLYTHENE ROOF SHEETING | STR | Building Structure | RF | Roof | WPM | Waterproof membrane | PTSHT | Polythene sheeting
STR_RF_WPM_OTH | B | WATERPROOF MEMBRANE ON ROOF (SEE REMARKS) | STR | Building Structure | RF | Roof | WPM | Waterproof membrane | OTH | Other
STR_RF_COVRF_NULL | B | ROOF COVERING | STR | Building Structure | RF | Roof | COVRF | Roof covering | NULL
STR_RF_COVRF_MINER | B | MINERAL FIBRE ROOF COVER | STR | Building Structure | RF | Roof | COVRF | Roof covering | MINER | Mineral fibre
STR_RF_COVRF_ASP | B | ASPHALT ROOF COVER | STR | Building Structure | RF | Roof | COVRF | Roof covering | ASP | Asphalt
STR_RF_COVRF_LEA | B | LEAD SHEET ROOF COVER | STR | Building Structure | RF | Roof | COVRF | Roof covering | LEA | Lead
STR_RF_COVRF_PLASM | B | PLASTIC CORRIGATER SHEETING ROOF COVER | STR | Building Structure | RF | Roof | COVRF | Roof covering | PLASM | Plastic membrane
STR_RF_COVRF_LIQ | B | LIQUID COATING ROOF COVER | STR | Building Structure | RF | Roof | COVRF | Roof covering | LIQ | Liquid coating
STR_RF_COVRF_TICON | B | CONCRETE TILE ROOF COVER | STR | Building Structure | RF | Roof | COVRF | Roof covering | TICON | Tile-Concrete
STR_RF_COVRF_TICLA | B | CLAY TILE ROOF COVER | STR | Building Structure | RF | Roof | COVRF | Roof covering | TICLA | Tile-Clay
STR_RF_COVRF_CU | B | COPPER ROOF COVER | STR | Building Structure | RF | Roof | COVRF | Roof covering | CU | Copper
STR_RF_COVRF_PMEM | B | PROPRIETARY MEMBRANE ROOF COVER | STR | Building Structure | RF | Roof | COVRF | Roof covering | PMEM | Proprietary membrane
STR_RF_COVRF_OTH | B | ROOF COVER (SEE REMARKS) | STR | Building Structure | RF | Roof | COVRF | Roof covering | OTH | Other
STR_WL_NULL_NULL | B | WALL | STR | Building Structure | WL | Wall | NULL |  | NULL
STR_WL_STRU_NULL | B | STRUCTURE OF WALL | STR | Building Structure | WL | Wall | STRU | Structure | NULL
STR_WL_STRU_CONC | B | CONCRETE WALL | STR | Building Structure | WL | Wall | STRU | Structure | CONC | Concrete
STR_WL_STRU_S | B | STEEL WALL | STR | Building Structure | WL | Wall | STRU | Structure | S | Steel
STR_WL_STRU_BR | B | BRICK WALL | STR | Building Structure | WL | Wall | STRU | Structure | BR | Brickwork
STR_WL_STRU_GLA | B | GLASS WALL | STR | Building Structure | WL | Wall | STRU | Structure | GLA | Glass
STR_WL_STRU_TIM | B | TIMBER WALL | STR | Building Structure | WL | Wall | STRU | Structure | TIM | Timber
STR_WL_STRU_BLKWK | B | BLOCK WALL | STR | Building Structure | WL | Wall | STRU | Structure | BLKWK | Blockwork
STR_WL_STRU_OTH | B | WALL (SEE REMARKS) | STR | Building Structure | WL | Wall | STRU | Structure | OTH | Other
STR_WL_STRU_BLKGS | B | GLASS BLOCK WALL | STR | Building Structure | WL | Wall | STRU | Structure | BLKGS | Glass blocks
STR_WL_LINT_NULL | B | LINTEL | STR | Building Structure | WL | Wall | LINT | Lintol | NULL
STR_WL_LINT_CONC | B | CONCRETE LINTEL | STR | Building Structure | WL | Wall | LINT | Lintol | CONC | Concrete
STR_WL_LINT_S | B | STEEL LINTEL | STR | Building Structure | WL | Wall | LINT | Lintol | S | Steel
STR_WL_LINT_STO | B | STONE LINTEL | STR | Building Structure | WL | Wall | LINT | Lintol | STO | Stone
STR_WL_LINT_OTH | B | LINTEL (SEE REMARKS) | STR | Building Structure | WL | Wall | LINT | Lintol | OTH | Other
STR_WL_PLAS_NULL | B | INTERNAL WALL PLASTER | STR | Building Structure | WL | Wall | PLAS | Internal plaster | NULL
STR_WL_PLAS_L | B | INTERNAL WALL LIME PLASTER | STR | Building Structure | WL | Wall | PLAS | Internal plaster | L | Lime
STR_WL_PLAS_PLASG | B | INTERNAL WALL GYPSUM PLASTER | STR | Building Structure | WL | Wall | PLAS | Internal plaster | PLASG | Gypsum plaster
STR_WL_PLAS_HEMI | B | INTERNAL WALL HEMIHYDRATE - C PLASTER | STR | Building Structure | WL | Wall | PLAS | Internal plaster | HEMI | Hemihydrate - C
STR_WL_PLAS_ANHY | B | INTERNAL WALL ANHYDROUS - D PLASTER | STR | Building Structure | WL | Wall | PLAS | Internal plaster | ANHY | Anhydrous - D
STR_WL_PLAS_GYP | B | INTERNAL WALL LIGHTWEIGHT GYPSUM PLASTER | STR | Building Structure | WL | Wall | PLAS | Internal plaster | GYP | Lightweight gypsum
STR_WL_PLAS_CSL | B | INTERNAL WALL CEMENTE, SAND AND LIME PLASETER | STR | Building Structure | WL | Wall | PLAS | Internal plaster | CSL | Cement & sand & lime
STR_WL_PLAS_OTH | B | INTERNAL WALL PLASTER (SEE REMARKS) | STR | Building Structure | WL | Wall | PLAS | Internal plaster | OTH | Other
STR_WL_FINXP_NULL | B | WALL FINISHING | STR | Building Structure | WL | Wall | FINXP | Finish (Excl. plaster) | NULL
STR_WL_FINXP_CONC | B | CONCRETE WALL FINISHING | STR | Building Structure | WL | Wall | FINXP | Finish (Excl. plaster) | CONC | Concrete
STR_WL_FINXP_TICER | B | CERAMIC WALL TILE | STR | Building Structure | WL | Wall | FINXP | Finish (Excl. plaster) | TICER | Tile-Ceramic
STR_WL_FINXP_TIMOS | B | MOSAIC WALL TILE | STR | Building Structure | WL | Wall | FINXP | Finish (Excl. plaster) | TIMOS | Tile-mosaic
STR_WL_FINXP_GRAN | B | GRANITE WALL FINISHING | STR | Building Structure | WL | Wall | FINXP | Finish (Excl. plaster) | GRAN | Granite
STR_WL_FINXP_SANDS | B | SANDSTONE WALL FINISHING | STR | Building Structure | WL | Wall | FINXP | Finish (Excl. plaster) | SANDS | Sandstone
STR_WL_FINXP_MAR | B | MARBLE WALL FINISHING | STR | Building Structure | WL | Wall | FINXP | Finish (Excl. plaster) | MAR | Marble
STR_WL_FINXP_TIM | B | TIMBER WALL FINISHING | STR | Building Structure | WL | Wall | FINXP | Finish (Excl. plaster) | TIM | Timber
STR_WL_FINXP_LS | B | LIMESTONE WALL FINISHING | STR | Building Structure | WL | Wall | FINXP | Finish (Excl. plaster) | LS | Limestone
STR_WL_FINXP_OTH | B | WALL FINISHING (SEE REMARKS) | STR | Building Structure | WL | Wall | FINXP | Finish (Excl. plaster) | OTH | Other
STR_WL_FINXP_FABR | B | FABRIC MATERIAL WALL FINISHING | STR | Building Structure | WL | Wall | FINXP | Finish (Excl. plaster) | FABR | Fabric material
STR_WL_REND_NULL | B | EXTERNAL WALL RENDERING | STR | Building Structure | WL | Wall | REND | External render | NULL
STR_WL_REND_CSL | B | EXTERNAL CEMENT, SAND & LIME RENDERING | STR | Building Structure | WL | Wall | REND | External render | CSL | Cement & sand & lime
STR_WL_REND_OTH | B | EXTERNAL WALL RENDER (SEE REMARKS) | STR | Building Structure | WL | Wall | REND | External render | OTH | Other
STR_BM_NULL_NULL | B | BEAM | STR | Building Structure | BM | Beam | NULL |  | NULL
STR_BM_STRU_NULL | B | STRUCTURE OF BEAM | STR | Building Structure | BM | Beam | STRU | Structure | NULL
STR_BM_STRU_CONC | B | CONCRETE BEAM | STR | Building Structure | BM | Beam | STRU | Structure | CONC | Concrete
STR_BM_STRU_S | B | STEEL BEAM | STR | Building Structure | BM | Beam | STRU | Structure | S | Steel
STR_BM_STRU_BR | B | BRICK BEAM | STR | Building Structure | BM | Beam | STRU | Structure | BR | Brickwork
STR_BM_STRU_GLA | B | GLASS BEAM | STR | Building Structure | BM | Beam | STRU | Structure | GLA | Glass
STR_BM_STRU_TIM | B | TIMBER BEAM | STR | Building Structure | BM | Beam | STRU | Structure | TIM | Timber
STR_BM_STRU_BLKWK | B | BLOCKWORK BEAM | STR | Building Structure | BM | Beam | STRU | Structure | BLKWK | Blockwork
STR_BM_STRU_OTH | B | BEAM STRUCTURE (SEE REMARKS) | STR | Building Structure | BM | Beam | STRU | Structure | OTH | Other
STR_BM_STRU_BLKGS | B | GLASS BLOCK BEAM | STR | Building Structure | BM | Beam | STRU | Structure | BLKGS | Glass blocks
STR_BM_PLAS_NULL | B | INTERNAL PLASTER OF BEAM | STR | Building Structure | BM | Beam | PLAS | Internal plaster | NULL
STR_BM_PLAS_L | B | INTERNAL LIME PLASTER OF BEAM | STR | Building Structure | BM | Beam | PLAS | Internal plaster | L | Lime
STR_BM_PLAS_PLASG | B | INTERNAL GYPSUM PLASTER OF BEAM | STR | Building Structure | BM | Beam | PLAS | Internal plaster | PLASG | Gypsum plaster
STR_BM_PLAS_HEMI | B | INTERNAL HEMIHYDRATE - C PLASTER OF BEAM | STR | Building Structure | BM | Beam | PLAS | Internal plaster | HEMI | Hemihydrate - C
STR_BM_PLAS_ANHY | B | INTERNAL ANHYDROUS - D PLASTER OF BEAM | STR | Building Structure | BM | Beam | PLAS | Internal plaster | ANHY | Anhydrous - D
STR_BM_PLAS_GYP | B | INTERNAL LIGHT WEIGHT GYPSUM PLASTER OF BEAM | STR | Building Structure | BM | Beam | PLAS | Internal plaster | GYP | Lightweight gypsum
STR_BM_PLAS_CSL | B | INTERNAL CEMENT, SAND & LIME PLASTR ON BEAM | STR | Building Structure | BM | Beam | PLAS | Internal plaster | CSL | Cement & sand & lime
STR_BM_PLAS_OTH | B | INERNAL PLASTER TO BEAM (SEE REMARKS) | STR | Building Structure | BM | Beam | PLAS | Internal plaster | OTH | Other
STR_BM_FINXP_NULL | B | BEAM FINISHING | STR | Building Structure | BM | Beam | FINXP | Finish (Excl. plaster) | NULL
STR_BM_FINXP_CONC | B | BEAM CONCRETE FINISHING | STR | Building Structure | BM | Beam | FINXP | Finish (Excl. plaster) | CONC | Concrete
STR_BM_FINXP_TICER | B | CERAMIC TILE TO BEAM | STR | Building Structure | BM | Beam | FINXP | Finish (Excl. plaster) | TICER | Tile-Ceramic
STR_BM_FINXP_TIMOS | B | MOSAIC TILE TO BEAM | STR | Building Structure | BM | Beam | FINXP | Finish (Excl. plaster) | TIMOS | Tile-mosaic
STR_BM_FINXP_GRAN | B | BEAM GRANITE FINISHING | STR | Building Structure | BM | Beam | FINXP | Finish (Excl. plaster) | GRAN | Granite
STR_BM_FINXP_SANDS | B | BEAM SANDSTONE FINISHING | STR | Building Structure | BM | Beam | FINXP | Finish (Excl. plaster) | SANDS | Sandstone
STR_BM_FINXP_MAR | B | BEAM MARBLE FINISHING | STR | Building Structure | BM | Beam | FINXP | Finish (Excl. plaster) | MAR | Marble
STR_BM_FINXP_TIM | B | BEAM TIMEBER FINISHING | STR | Building Structure | BM | Beam | FINXP | Finish (Excl. plaster) | TIM | Timber
STR_BM_FINXP_LS | B | BEAM LIMSTONE FINISHING | STR | Building Structure | BM | Beam | FINXP | Finish (Excl. plaster) | LS | Limestone
STR_BM_FINXP_OTH | B | BEAM FINISHING (SEE REMARMS) | STR | Building Structure | BM | Beam | FINXP | Finish (Excl. plaster) | OTH | Other
STR_BM_FINXP_FABR | B | BEAM FABRIC MATERIAL FINISHING | STR | Building Structure | BM | Beam | FINXP | Finish (Excl. plaster) | FABR | Fabric material
STR_BM_REND_NULL | B | BEAM EXTERNAL RENDERING | STR | Building Structure | BM | Beam | REND | External render | NULL
STR_BM_REND_CSL | B | BEAM CEMENT, SAND & LIME EXTERNAL RENDERING | STR | Building Structure | BM | Beam | REND | External render | CSL | Cement & sand & lime
STR_BM_REND_OTH | B | BEAM EXTERNAL RENDER (SEE REMARKS) | STR | Building Structure | BM | Beam | REND | External render | OTH | Other
STR_COL_NULL_NULL | B | COLUMN | STR | Building Structure | COL | Column | NULL |  | NULL
STR_COL_STRU_NULL | B | COLUMN STRUCTURE | STR | Building Structure | COL | Column | STRU | Structure | NULL
STR_COL_STRU_CONC | B | CONCRETE COLUMN | STR | Building Structure | COL | Column | STRU | Structure | CONC | Concrete
STR_COL_STRU_S | B | STEEL COLUMN | STR | Building Structure | COL | Column | STRU | Structure | S | Steel
STR_COL_STRU_BR | B | BRICK COLUMN | STR | Building Structure | COL | Column | STRU | Structure | BR | Brickwork
STR_COL_STRU_GLA | B | CLASS COLUMN | STR | Building Structure | COL | Column | STRU | Structure | GLA | Glass
STR_COL_STRU_TIM | B | TIMBER COLUMN | STR | Building Structure | COL | Column | STRU | Structure | TIM | Timber
STR_COL_STRU_BLKWK | B | BLOCKWORK COLUMN | STR | Building Structure | COL | Column | STRU | Structure | BLKWK | Blockwork
STR_COL_STRU_OTH | B | COLUMN STRUCTURE (SEE REMARKS) | STR | Building Structure | COL | Column | STRU | Structure | OTH | Other
STR_COL_STRU_BLKGS | B | GLASS COLUMN | STR | Building Structure | COL | Column | STRU | Structure | BLKGS | Glass blocks
STR_COL_PLAS_NULL | B | INTERNAL PLASTER TO COLUMN | STR | Building Structure | COL | Column | PLAS | Internal plaster | NULL
STR_COL_PLAS_L | B | LIME INTERNAL PLASTER TO COLUMN | STR | Building Structure | COL | Column | PLAS | Internal plaster | L | Lime
STR_COL_PLAS_PLASG | B | INTERNAL GYPSUM PLASTER TO COLUMN | STR | Building Structure | COL | Column | PLAS | Internal plaster | PLASG | Gypsum plaster
STR_COL_PLAS_HEMI | B | INTERNAL HEMIHYDRATE-C PLASTER TO COLUMN | STR | Building Structure | COL | Column | PLAS | Internal plaster | HEMI | Hemihydrate - C
STR_COL_PLAS_ANHY | B | INTERNAL ANHYDROUS-D PLASTER TO COLUMN | STR | Building Structure | COL | Column | PLAS | Internal plaster | ANHY | Anhydrous - D
STR_COL_PLAS_GYP | B | INTERNAL LIGHTWEIGHT GYPSUM PLASTER TO COLUMN | STR | Building Structure | COL | Column | PLAS | Internal plaster | GYP | Lightweight gypsum
STR_COL_PLAS_CSL | B | INTERNAL CEMENT, SAND & LIME PLASTER TO COLUMN | STR | Building Structure | COL | Column | PLAS | Internal plaster | CSL | Cement & sand & lime
STR_COL_PLAS_OTH | B | INTERNAL PLASTER TO COLUMN (SEE REMARKS) | STR | Building Structure | COL | Column | PLAS | Internal plaster | OTH | Other
STR_COL_FINXP_NULL | B | COLUMN FINISH | STR | Building Structure | COL | Column | FINXP | Finish (Excl. plaster) | NULL
STR_COL_FINXP_CONC | B | CONCRETE FINISHING ON COLUMN | STR | Building Structure | COL | Column | FINXP | Finish (Excl. plaster) | CONC | Concrete
STR_COL_FINXP_TICER | B | CERAMIC TILE ON COLUMN | STR | Building Structure | COL | Column | FINXP | Finish (Excl. plaster) | TICER | Tile-Ceramic
STR_COL_FINXP_TIMOS | B | MOSAIC TILE ON COLUMN | STR | Building Structure | COL | Column | FINXP | Finish (Excl. plaster) | TIMOS | Tile-mosaic
STR_COL_FINXP_GRAN | B | GRANITE FINISHING ON COLUMN | STR | Building Structure | COL | Column | FINXP | Finish (Excl. plaster) | GRAN | Granite
STR_COL_FINXP_SANDS | B | SANDSTONE FINISHING ON COLUMN | STR | Building Structure | COL | Column | FINXP | Finish (Excl. plaster) | SANDS | Sandstone
STR_COL_FINXP_MAR | B | MARBLE FINISHING ON COLUMN | STR | Building Structure | COL | Column | FINXP | Finish (Excl. plaster) | MAR | Marble
STR_COL_FINXP_TIM | B | TIMBER FINISHING ON COLUMN | STR | Building Structure | COL | Column | FINXP | Finish (Excl. plaster) | TIM | Timber
STR_COL_FINXP_LS | B | LIMESTONE FINISHING ON COLUMN | STR | Building Structure | COL | Column | FINXP | Finish (Excl. plaster) | LS | Limestone
STR_COL_FINXP_OTH | B | COLUMN FINISHING (SEE REMARKS) | STR | Building Structure | COL | Column | FINXP | Finish (Excl. plaster) | OTH | Other
STR_COL_FINXP_FABR | B | FABRIC MATERICAL FINISHING ON COLUMN | STR | Building Structure | COL | Column | FINXP | Finish (Excl. plaster) | FABR | Fabric material
STR_COL_REND_NULL | B | EXTERNAL RENDERING ON COLUMN | STR | Building Structure | COL | Column | REND | External render | NULL
STR_COL_REND_CSL | B | CEMENT, SAND & LIME EXTERNAL RENDER | STR | Building Structure | COL | Column | REND | External render | CSL | Cement & sand & lime
STR_COL_REND_OTH | B | EXTERNAL RENDERING ON COLUMN (SEE REMARKS) | STR | Building Structure | COL | Column | REND | External render | OTH | Other
STR_ACH_NULL_NULL | B | AIR CONDITION HOOD | STR | Building Structure | ACH | Air condition hood | NULL |  | NULL
STR_ACH_STRU_NULL | B | AIR CONDITION HOOD STRUCTURE | STR | Building Structure | ACH | Air condition hood | STRU | Structure | NULL
STR_ACH_STRU_CONC | B | CONCRETE AIR CONDITION HOOD | STR | Building Structure | ACH | Air condition hood | STRU | Structure | CONC | Concrete
STR_ACH_STRU_OTH | B | AIR CONDITION HOOD (SEE REMARKS) | STR | Building Structure | ACH | Air condition hood | STRU | Structure | OTH | Other
STR_ACH_COVG_NULL | B | AIR CONDITION HOOD COVERING | STR | Building Structure | ACH | Air condition hood | COVG | Covering | NULL
STR_ACH_COVG_OTH | B | AIR CONDITION HOOD COVERING (SEE REMARKS) | STR | Building Structure | ACH | Air condition hood | COVG | Covering | OTH | Other
STR_BAL_NULL_NULL | B | BALCONY | STR | Building Structure | BAL | Balcony | NULL |  | NULL
STR_BAL_STRU_NULL | B | BALCONY STRUCTURE | STR | Building Structure | BAL | Balcony | STRU | Structure | NULL
STR_BAL_STRU_CONC | B | CONCRETE BALCONY | STR | Building Structure | BAL | Balcony | STRU | Structure | CONC | Concrete
STR_BAL_STRU_S | B | STEEL BALCONY | STR | Building Structure | BAL | Balcony | STRU | Structure | S | Steel
STR_BAL_STRU_BR | B | BRICK BALCONY | STR | Building Structure | BAL | Balcony | STRU | Structure | BR | Brickwork
STR_BAL_STRU_OTH | B | BALCONY STRUCTURE (SEE REMARKS) | STR | Building Structure | BAL | Balcony | STRU | Structure | OTH | Other
STR_BAL_COVG_NULL | B | BALCONY COVERING | STR | Building Structure | BAL | Balcony | COVG | Covering | NULL
STR_BAL_COVG_CONC | B | BALCONY CONCRETE COVERING | STR | Building Structure | BAL | Balcony | COVG | Covering | CONC | Concrete
STR_BAL_COVG_TICON | B | CONTRETE TILE ON BALCONY COVERING | STR | Building Structure | BAL | Balcony | COVG | Covering | TICON | Tile-Concrete
STR_BAL_COVG_OTH | B | BALCONY COVERING (SEE REMARKS) | STR | Building Structure | BAL | Balcony | COVG | Covering | OTH | Other
STR_BAL_HAN_NULL | B | BALCONY HANDRAIL | STR | Building Structure | BAL | Balcony | HAN | Handrail | NULL
STR_BAL_HAN_CONC | B | CONCRETE HANDRAIL ON BALCONY | STR | Building Structure | BAL | Balcony | HAN | Handrail | CONC | Concrete
STR_BAL_HAN_GIP | B | GALVANIZED IRONPIPE HANDRAIL ON BALCONY | STR | Building Structure | BAL | Balcony | HAN | Handrail | GIP | Galvanized ironpipe
STR_BAL_HAN_GS | B | GALVANIZED STEEL HANDRAIL ON BALCONY | STR | Building Structure | BAL | Balcony | HAN | Handrail | GS | Galvanized steel
STR_BAL_HAN_SS | B | STAINLESS STEEL HANDTAIL ON BALCONY | STR | Building Structure | BAL | Balcony | HAN | Handrail | SS | Stainless steel
STR_BAL_HAN_OTH | B | HANDTAIL ON BALCONY (SEE REMARKS) | STR | Building Structure | BAL | Balcony | HAN | Handrail | OTH | Other
STR_BAL_BALU_NULL | B | BALUSTRADE ON BALCONY | STR | Building Structure | BAL | Balcony | BALU | Balustrade | NULL
STR_BAL_BALU_BR | B | BRICK BALUSTRADE ON BALCONY | STR | Building Structure | BAL | Balcony | BALU | Balustrade | BR | Brickwork
STR_BAL_BALU_GLA | B | GLASS BALUSTRADE ON BALCONY | STR | Building Structure | BAL | Balcony | BALU | Balustrade | GLA | Glass
STR_BAL_BALU_TIM | B | TIMBER BALUSTRADE ON BALCONY | STR | Building Structure | BAL | Balcony | BALU | Balustrade | TIM | Timber
STR_BAL_BALU_GS | B | GALVANIZED STEEL BALUSTRADE ON BALCONY | STR | Building Structure | BAL | Balcony | BALU | Balustrade | GS | Galvanized steel
STR_BAL_BALU_SS | B | STAINLESS STEEL BALUSTRADE ON BALCONY | STR | Building Structure | BAL | Balcony | BALU | Balustrade | SS | Stainless steel
STR_BAL_BALU_BLKWK | B | BLOCKWORK BALUSTRADE ON BALCONY | STR | Building Structure | BAL | Balcony | BALU | Balustrade | BLKWK | Blockwork
STR_BAL_BALU_OTH | B | BALUSTRADE ON BALCONY (SEE REMARKS) | STR | Building Structure | BAL | Balcony | BALU | Balustrade | OTH | Other
STR_FLUE_NULL_NULL | B | FLUE | STR | Building Structure | FLUE | Flue | NULL |  | NULL
STR_FLUE_STRU_NULL | B | FLUE STRUCTURE | STR | Building Structure | FLUE | Flue | STRU | Structure | NULL
STR_FLUE_STRU_CONC | B | CONCRETE FLUE | STR | Building Structure | FLUE | Flue | STRU | Structure | CONC | Concrete
STR_FLUE_STRU_BR | B | BRICK FLUE | STR | Building Structure | FLUE | Flue | STRU | Structure | BR | Brickwork
STR_FLUE_STRU_BLKWK | B | BLOCKWORK FLUE | STR | Building Structure | FLUE | Flue | STRU | Structure | BLKWK | Blockwork
STR_FLUE_STRU_OTH | B | FLUE STRUCTURE (SEE REAMRKS) | STR | Building Structure | FLUE | Flue | STRU | Structure | OTH | Other
STR_FLUE_PANAC_NULL | B | ACCESS PANEL OF FLUE | STR | Building Structure | FLUE | Flue | PANAC | Access panel | NULL
STR_FLUE_PANAC_OTH | B | ACCESS PANEL OF FLUE (SEE REAMRKS) | STR | Building Structure | FLUE | Flue | PANAC | Access panel | OTH | Other
STR_STAIR_NULL_NULL | B | STAIRS | STR | Building Structure | STAIR | Stairs | NULL |  | NULL
STR_STAIR_STRU_NULL | B | STRUCTURE OF STAIR | STR | Building Structure | STAIR | Stairs | STRU | Structure | NULL
STR_STAIR_STRU_CONC | B | CONTRETE STAIR | STR | Building Structure | STAIR | Stairs | STRU | Structure | CONC | Concrete
STR_STAIR_STRU_S | B | STEEL STAIR | STR | Building Structure | STAIR | Stairs | STRU | Structure | S | Steel
STR_STAIR_STRU_TIM | B | TIMBER STAIR | STR | Building Structure | STAIR | Stairs | STRU | Structure | TIM | Timber
STR_STAIR_STRU_OTH | B | STAIR (SEE REMARK) | STR | Building Structure | STAIR | Stairs | STRU | Structure | OTH | Other
STR_STAIR_HAN_NULL | B | HANDRAIL OF STAIRS | STR | Building Structure | STAIR | Stairs | HAN | Handrail | NULL
STR_STAIR_HAN_TIM | B | TIMBER HANDRAIL OF STAIR | STR | Building Structure | STAIR | Stairs | HAN | Handrail | TIM | Timber
STR_STAIR_HAN_GIP | B | GALVANIZED M.S. TUBE HANDRAIL OF STAIR | STR | Building Structure | STAIR | Stairs | HAN | Handrail | GIP | Galvanized ironpipe
STR_STAIR_HAN_GS | B | GALVANIZED STEEL HANDRAIL OF STAIR | STR | Building Structure | STAIR | Stairs | HAN | Handrail | GS | Galvanized steel
STR_STAIR_HAN_SS | B | STAIMLESS STEEL HANDRAIL OF STAIR | STR | Building Structure | STAIR | Stairs | HAN | Handrail | SS | Stainless steel
STR_STAIR_HAN_OTH | B | HANDRAIL OF STAIRS (SEE REMARKS) | STR | Building Structure | STAIR | Stairs | HAN | Handrail | OTH | Other
STR_STAIR_BALU_NULL | B | BALUSTRADE OF STAIR | STR | Building Structure | STAIR | Stairs | BALU | Balustrade | NULL
STR_STAIR_BALU_CONC | B | CONCRETE OF BALUSTRADE OF STAIR | STR | Building Structure | STAIR | Stairs | BALU | Balustrade | CONC | Concrete
STR_STAIR_BALU_BR | B | BRICK BALUSTRADE OF STAIR | STR | Building Structure | STAIR | Stairs | BALU | Balustrade | BR | Brickwork
STR_STAIR_BALU_GLA | B | GLASS BALUSTRADE OF STAIR | STR | Building Structure | STAIR | Stairs | BALU | Balustrade | GLA | Glass
STR_STAIR_BALU_TIM | B | TIMBER BALUSTRADE OF STAIR | STR | Building Structure | STAIR | Stairs | BALU | Balustrade | TIM | Timber
STR_STAIR_BALU_SS | B | STAINLESS STEEL BALUSTRADE OF STAIR | STR | Building Structure | STAIR | Stairs | BALU | Balustrade | SS | Stainless steel
STR_STAIR_BALU_OTH | B | BALUSTRADE OF STAIR (SEE REMARKS) | STR | Building Structure | STAIR | Stairs | BALU | Balustrade | OTH | Other
STR_STAIR_NOS_NULL | B | NOSING OF STAIR | STR | Building Structure | STAIR | Stairs | NOS | Nosing | NULL
STR_STAIR_NOS_CONC | B | CONCRETE NOSING OF STAIR | STR | Building Structure | STAIR | Stairs | NOS | Nosing | CONC | Concrete
STR_STAIR_NOS_STO | B | STONE NOSING OF STAIR | STR | Building Structure | STAIR | Stairs | NOS | Nosing | STO | Stone
STR_STAIR_NOS_TIMOS | B | MOSAIC NOSING TILE OF STAIR | STR | Building Structure | STAIR | Stairs | NOS | Nosing | TIMOS | Tile-mosaic
STR_STAIR_NOS_TIQUA | B | QUARRY NOSOING TILE OF STAIR | STR | Building Structure | STAIR | Stairs | NOS | Nosing | TIQUA | Tile-quarry
STR_STAIR_NOS_OTH | B | NOSING OF STAIR (SEE REMARKS) | STR | Building Structure | STAIR | Stairs | NOS | Nosing | OTH | Other
STR_STAIR_FIN_NULL | B | STAIR FINISHING | STR | Building Structure | STAIR | Stairs | FIN | Finish | NULL
STR_STAIR_FIN_CONC | B | CONCRETE FINISHING OF STAIR | STR | Building Structure | STAIR | Stairs | FIN | Finish | CONC | Concrete
STR_STAIR_FIN_STO | B | STONE FINISHING OF STAIR | STR | Building Structure | STAIR | Stairs | FIN | Finish | STO | Stone
STR_STAIR_FIN_TIM | B | TIMBER FINISHING OF STAIR | STR | Building Structure | STAIR | Stairs | FIN | Finish | TIM | Timber
STR_STAIR_FIN_OTH | B | FINISHING OF STAIR (SEE REMARKS) | STR | Building Structure | STAIR | Stairs | FIN | Finish | OTH | Other
STR_RAMP_NULL_NULL | B | RAMP | STR | Building Structure | RAMP | Ramp | NULL |  | NULL
STR_RAMP_STRU_NULL | B | STRUCTURE OF RAMP | STR | Building Structure | RAMP | Ramp | STRU | Structure | NULL
STR_RAMP_STRU_CONC | B | CONCRETE RAMP | STR | Building Structure | RAMP | Ramp | STRU | Structure | CONC | Concrete
STR_RAMP_STRU_S | B | STEEL RAMP | STR | Building Structure | RAMP | Ramp | STRU | Structure | S | Steel
STR_RAMP_STRU_TIM | B | TIMBER RAMP | STR | Building Structure | RAMP | Ramp | STRU | Structure | TIM | Timber
STR_RAMP_STRU_OTH | B | STRUCTURE OF RAMP (SEE REMARKS) | STR | Building Structure | RAMP | Ramp | STRU | Structure | OTH | Other
STR_RAMP_HAN_NULL | B | HANDRAIL ON RAMP | STR | Building Structure | RAMP | Ramp | HAN | Handrail | NULL
STR_RAMP_HAN_TIM | B | TIMBER HANDRAIL ON RAMP | STR | Building Structure | RAMP | Ramp | HAN | Handrail | TIM | Timber
STR_RAMP_HAN_GIP | B | GALVANIZED M.S. TUBE HANDRAIL ON RAMP | STR | Building Structure | RAMP | Ramp | HAN | Handrail | GIP | Galvanized ironpipe
STR_RAMP_HAN_GS | B | GALVANIZED STEEL HANDRAIL ON RAMP | STR | Building Structure | RAMP | Ramp | HAN | Handrail | GS | Galvanized steel
STR_RAMP_HAN_SS | B | STAINLESS STEEL HANDRAIL ON RAMP | STR | Building Structure | RAMP | Ramp | HAN | Handrail | SS | Stainless steel
STR_RAMP_HAN_OTH | B | HANDRAIL ON RAMP (SEE REMARKS) | STR | Building Structure | RAMP | Ramp | HAN | Handrail | OTH | Other
STR_RAMP_BALU_NULL | B | BALUSTRADE ON RAMP | STR | Building Structure | RAMP | Ramp | BALU | Balustrade | NULL
STR_RAMP_BALU_CONC | B | CONCRETE BALUSTRADE ON RAMP | STR | Building Structure | RAMP | Ramp | BALU | Balustrade | CONC | Concrete
STR_RAMP_BALU_BR | B | BRICK BALUSTRADE ON RAMP | STR | Building Structure | RAMP | Ramp | BALU | Balustrade | BR | Brickwork
STR_RAMP_BALU_GLA | B | GLASS BALUSTRADE ON RAMP | STR | Building Structure | RAMP | Ramp | BALU | Balustrade | GLA | Glass
STR_RAMP_BALU_TIM | B | TIMBER BALUSTRADE ON RAMP | STR | Building Structure | RAMP | Ramp | BALU | Balustrade | TIM | Timber
STR_RAMP_BALU_SS | B | STAINLESS STEEL BALUSTRADE ON RAMP | STR | Building Structure | RAMP | Ramp | BALU | Balustrade | SS | Stainless steel
STR_RAMP_BALU_OTH | B | BALUSTRADE ON RAMP (SEE REMARKS) | STR | Building Structure | RAMP | Ramp | BALU | Balustrade | OTH | Other
STR_RAMP_NOS_NULL | B | NOSING OF RAMP | STR | Building Structure | RAMP | Ramp | NOS | Nosing | NULL
STR_RAMP_NOS_CONC | B | CONCRETE NOSING OF RAMP | STR | Building Structure | RAMP | Ramp | NOS | Nosing | CONC | Concrete
STR_RAMP_NOS_STO | B | STONE NOSING OF RAMP | STR | Building Structure | RAMP | Ramp | NOS | Nosing | STO | Stone
STR_RAMP_NOS_TIMOS | B | MOSAIC NOSING OF RAMP | STR | Building Structure | RAMP | Ramp | NOS | Nosing | TIMOS | Tile-mosaic
STR_RAMP_NOS_TIM | B | TIMBER NOSING OF RAMP | STR | Building Structure | RAMP | Ramp | NOS | Nosing | TIM | Timber
STR_RAMP_NOS_TIQUA | B | QUARRY NOSING OF RAMP | STR | Building Structure | RAMP | Ramp | NOS | Nosing | TIQUA | Tile-quarry
STR_RAMP_NOS_OTH | B | NOSING OF RAMP (SEE REMARKS) | STR | Building Structure | RAMP | Ramp | NOS | Nosing | OTH | Other
STR_RAMP_FIN_NULL | B | RAMP FINISHING | STR | Building Structure | RAMP | Ramp | FIN | Finish | NULL
STR_RAMP_FIN_CONC | B | CONCRETE FINISHING ON RAMP | STR | Building Structure | RAMP | Ramp | FIN | Finish | CONC | Concrete
STR_RAMP_FIN_STO | B | STONE FINISHING ON PAMP | STR | Building Structure | RAMP | Ramp | FIN | Finish | STO | Stone
STR_RAMP_FIN_TIM | B | TIMBER FINISHING ON RAMP | STR | Building Structure | RAMP | Ramp | FIN | Finish | TIM | Timber
STR_RAMP_FIN_OTH | B | RAMP FINISHING (SEE REMARKS) | STR | Building Structure | RAMP | Ramp | FIN | Finish | OTH | Other
STR_LAD_NULL_NULL | B | LADDER | STR | Building Structure | LAD | Ladder | NULL |  | NULL
STR_LAD_STRU_NULL | B | LADDER STRUCTURE | STR | Building Structure | LAD | Ladder | STRU | Structure | NULL
STR_LAD_STRU_CONC | B | CONCRETE LADDER | STR | Building Structure | LAD | Ladder | STRU | Structure | CONC | Concrete
STR_LAD_STRU_S | B | STEEL LADDER | STR | Building Structure | LAD | Ladder | STRU | Structure | S | Steel
STR_LAD_STRU_TIM | B | TIMBER LADDER | STR | Building Structure | LAD | Ladder | STRU | Structure | TIM | Timber
STR_LAD_STRU_OTH | B | LADDER (SEE REMARKS) | STR | Building Structure | LAD | Ladder | STRU | Structure | OTH | Other
STR_LAD_HAN_NULL | B | HANDRAIL OF LADDER | STR | Building Structure | LAD | Ladder | HAN | Handrail | NULL
STR_LAD_HAN_TIM | B | TIMBER HANDRAIL OF LADDER | STR | Building Structure | LAD | Ladder | HAN | Handrail | TIM | Timber
STR_LAD_HAN_GIP | B | GALVANIZED M.S. TUBE HANDRAIL OF LADDER | STR | Building Structure | LAD | Ladder | HAN | Handrail | GIP | Galvanized ironpipe
STR_LAD_HAN_GS | B | GALVANIZED STEEL HANDRAIL OF LADDER | STR | Building Structure | LAD | Ladder | HAN | Handrail | GS | Galvanized steel
STR_LAD_HAN_SS | B | STAINLESS STEEL HANDRAIL OF LADDER | STR | Building Structure | LAD | Ladder | HAN | Handrail | SS | Stainless steel
STR_LAD_HAN_OTH | B | HANDRAIL OF LADDER (SEE REMARKS) | STR | Building Structure | LAD | Ladder | HAN | Handrail | OTH | Other
STR_LAD_BALU_NULL | B | BALUSTRADE OF LADDER | STR | Building Structure | LAD | Ladder | BALU | Balustrade | NULL
STR_LAD_BALU_CONC | B | CONCRETE BALUSTRADE OF LADDER | STR | Building Structure | LAD | Ladder | BALU | Balustrade | CONC | Concrete
STR_LAD_BALU_BR | B | BRICK BALUSTRADE OF LADDER | STR | Building Structure | LAD | Ladder | BALU | Balustrade | BR | Brickwork
STR_LAD_BALU_GLA | B | GLASS BALUSTRADE OF LADDER | STR | Building Structure | LAD | Ladder | BALU | Balustrade | GLA | Glass
STR_LAD_BALU_TIM | B | TIMBER BALUSTRADE OF LADDER | STR | Building Structure | LAD | Ladder | BALU | Balustrade | TIM | Timber
STR_LAD_BALU_SS | B | STAINLESS BALUSTRADE OF LADDER | STR | Building Structure | LAD | Ladder | BALU | Balustrade | SS | Stainless steel
STR_LAD_BALU_OTH | B | BALUSTRADE OF LADDER (SEE REMARKS) | STR | Building Structure | LAD | Ladder | BALU | Balustrade | OTH | Other
STR_LAD_NOS_NULL | B | NOSING OF LADDER | STR | Building Structure | LAD | Ladder | NOS | Nosing | NULL
STR_LAD_NOS_CONC | B | CONCRETE NOSING OF LADDER | STR | Building Structure | LAD | Ladder | NOS | Nosing | CONC | Concrete
STR_LAD_NOS_STO | B | STONE NOSING OF LADDER | STR | Building Structure | LAD | Ladder | NOS | Nosing | STO | Stone
STR_LAD_NOS_TIMOS | B | MOSAIC NOSING OF LADDER | STR | Building Structure | LAD | Ladder | NOS | Nosing | TIMOS | Tile-mosaic
STR_LAD_NOS_TIM | B | TIMBER NOSING OF LADDER | STR | Building Structure | LAD | Ladder | NOS | Nosing | TIM | Timber
STR_LAD_NOS_TIQUA | B | QUARRY NOSING OF LADDER | STR | Building Structure | LAD | Ladder | NOS | Nosing | TIQUA | Tile-quarry
STR_LAD_NOS_OTH | B | NOSING OF LADDER (SEE REMARKS) | STR | Building Structure | LAD | Ladder | NOS | Nosing | OTH | Other
STR_LAD_FIN_NULL | B | FINISH OF LADDER | STR | Building Structure | LAD | Ladder | FIN | Finish | NULL
STR_LAD_FIN_CONC | B | CONCRETE FINISH OF LADDER | STR | Building Structure | LAD | Ladder | FIN | Finish | CONC | Concrete
STR_LAD_FIN_STO | B | STONE FINISH OF LADDER | STR | Building Structure | LAD | Ladder | FIN | Finish | STO | Stone
STR_LAD_FIN_TIM | B | TIMBER OF LADDER | STR | Building Structure | LAD | Ladder | FIN | Finish | TIM | Timber
STR_LAD_FIN_OTH | B | FINISH OF LADDER (SEE REMAKRS) | STR | Building Structure | LAD | Ladder | FIN | Finish | OTH | Other
STR_JTMV_NULL_NULL | B | EXPANSION JOINT | STR | Building Structure | JTMV | Movement joint | NULL |  | NULL
STR_JTMV_SEAL_NULL | B | SEALANT OF EXPANSION JOINT | STR | Building Structure | JTMV | Movement joint | SEAL | Sealant | NULL
STR_JTMV_SEAL_SI | B | SILICONE OF EXPANSION JOINT | STR | Building Structure | JTMV | Movement joint | SEAL | Sealant | SI | Silicone
STR_JTMV_SEAL_OTH | B | EXPANSION JOINT (SEE REMARKS) | STR | Building Structure | JTMV | Movement joint | SEAL | Sealant | OTH | Other
STR_JTMV_FIL_NULL | B | FILLER OF EXPANSION JOINT | STR | Building Structure | JTMV | Movement joint | FIL | Filler | NULL
STR_JTMV_FIL_FLEX | B | FLEXCELL FILLER OF EXPANSION JOINT | STR | Building Structure | JTMV | Movement joint | FIL | Filler | FLEX | Flexcell
STR_JTMV_FIL_OTH | B | FILLER OF EXPANSION JOINT (SEE REMARKS) | STR | Building Structure | JTMV | Movement joint | FIL | Filler | OTH | Other
STR_CLG_NULL_NULL | B | STRUCTUREAL CEILING | STR | Building Structure | CLG | Ceiling (Excl. susp) | NULL |  | NULL
STR_CLG_FIN_NULL | B | FINISHING OF STRUCTUREAL CEILING | STR | Building Structure | CLG | Ceiling (Excl. susp) | FIN | Finish | NULL
STR_CLG_FIN_TIM | B | TIMBER FINISHING OF STRUCTUREAL CEILING | STR | Building Structure | CLG | Ceiling (Excl. susp) | FIN | Finish | TIM | Timber
STR_CLG_FIN_OTH | B | FINISHING OF STRUCTUREAL CEILING (SEE REMARKS) | STR | Building Structure | CLG | Ceiling (Excl. susp) | FIN | Finish | OTH | Other
STR_CLG_FIN_PLAS | B | PLASTER FINISHING OF STRUCTUREAL CEILING | STR | Building Structure | CLG | Ceiling (Excl. susp) | FIN | Finish | PLAS | Plaster
STR_POR_NULL_NULL | B | PORCH | STR | Building Structure | POR | Porch | NULL |  | NULL
STR_POR_STRU_NULL | B | STRUCTURE OF PORCH | STR | Building Structure | POR | Porch | STRU | Structure | NULL
STR_POR_STRU_CONC | B | CONCRETE PORCH | STR | Building Structure | POR | Porch | STRU | Structure | CONC | Concrete
STR_POR_STRU_S | B | STEEL PORCH | STR | Building Structure | POR | Porch | STRU | Structure | S | Steel
STR_POR_STRU_OTH | B | PORCH (SEE REMARKS) | STR | Building Structure | POR | Porch | STRU | Structure | OTH | Other
STR_POR_COVG_NULL | B | COVERING OF PORCH | STR | Building Structure | POR | Porch | COVG | Covering | NULL
STR_POR_COVG_CONC | B | CONCRETE COVERING OF PORCH | STR | Building Structure | POR | Porch | COVG | Covering | CONC | Concrete
STR_POR_COVG_TICON | B | CONCRETE TILE COVERING OF PORCH | STR | Building Structure | POR | Porch | COVG | Covering | TICON | Tile-Concrete
STR_POR_COVG_OTH | B | COVERING OF PORCH (SEE REMARKS) | STR | Building Structure | POR | Porch | COVG | Covering | OTH | Other
STR_CANO_NULL_NULL | B | CANOPY | STR | Building Structure | CANO | Canopy | NULL |  | NULL
STR_CANO_STRU_NULL | B | STRUCTURE OF CANOPY | STR | Building Structure | CANO | Canopy | STRU | Structure | NULL
STR_CANO_STRU_CONC | B | CONCRETE CANOPY | STR | Building Structure | CANO | Canopy | STRU | Structure | CONC | Concrete
STR_CANO_STRU_S | B | STEEL CANOPY | STR | Building Structure | CANO | Canopy | STRU | Structure | S | Steel
STR_CANO_STRU_OTH | B | CANOPY (SEE REMARKS) | STR | Building Structure | CANO | Canopy | STRU | Structure | OTH | Other
STR_CANO_COVG_NULL | B | COVER OF CANOPY | STR | Building Structure | CANO | Canopy | COVG | Covering | NULL
STR_CANO_COVG_ASP | B | ASPHALT COVER OF CANOPY | STR | Building Structure | CANO | Canopy | COVG | Covering | ASP | Asphalt
STR_CANO_COVG_LEA | B | LEAD COVER OF CANOPY | STR | Building Structure | CANO | Canopy | COVG | Covering | LEA | Lead
STR_CANO_COVG_LIQ | B | LIQUID COATING COVER OF CANOPY | STR | Building Structure | CANO | Canopy | COVG | Covering | LIQ | Liquid coating
STR_CANO_COVG_OTH | B | COVER OF CANOPY (SEE REMARKS) | STR | Building Structure | CANO | Canopy | COVG | Covering | OTH | Other
STR_SHAF_NULL_NULL | B | SHAFT | STR | Building Structure | SHAF | Shaft | NULL |  | NULL
STR_SHAF_STRU_NULL | B | STRUCTURE OF SHAFT | STR | Building Structure | SHAF | Shaft | STRU | Structure | NULL
STR_SHAF_STRU_CONC | B | CONCRETE SHAFT | STR | Building Structure | SHAF | Shaft | STRU | Structure | CONC | Concrete
STR_SHAF_STRU_BR | B | BRICK SHAFT | STR | Building Structure | SHAF | Shaft | STRU | Structure | BR | Brickwork
STR_SHAF_STRU_BLKWK | B | BLOCK SHAFT | STR | Building Structure | SHAF | Shaft | STRU | Structure | BLKWK | Blockwork
STR_SHAF_STRU_OTH | B | SHAFT (SEE REMARKS) | STR | Building Structure | SHAF | Shaft | STRU | Structure | OTH | Other
STR_SHAF_PANAC_NULL | B | ACCESS PANEL OF SHAFT | STR | Building Structure | SHAF | Shaft | PANAC | Access panel | NULL
STR_SHAF_PANAC_OTH | B | ACCESS PANEL OF SHAFT (SEE REMAKRS) | STR | Building Structure | SHAF | Shaft | PANAC | Access panel | OTH | Other
STR_STROT_NULL_NULL | B | OTHER BUILDING STRUCTURE (SEE REMAKRS) | STR | Building Structure | STROT | Other Building Structure | NULL |  | NULL
STR_STROT_PMP_NULL | B | PLANT MOUNTING PLATFORM | STR | Building Structure | STROT | Other Building Structure | PMP | Plant mounting platform | NULL
STR_STROT_PMP_CONC | B | CONCRETE PLANT MOUNTING PLATFORM | STR | Building Structure | STROT | Other Building Structure | PMP | Plant mounting platform | CONC | Concrete
STR_STROT_PMP_S | B | STEEL PLANT MOUNTING PLATFORM | STR | Building Structure | STROT | Other Building Structure | PMP | Plant mounting platform | S | Steel
STR_STROT_PMP_BR | B | BRICK PLANT MOUNTING PLATFORM | STR | Building Structure | STROT | Other Building Structure | PMP | Plant mounting platform | BR | Brickwork
STR_STROT_PMP_BLKWK | B | BLOCK PLANT MOUNTING PLATFORM | STR | Building Structure | STROT | Other Building Structure | PMP | Plant mounting platform | BLKWK | Blockwork
STR_STROT_PMP_OTH | B | PLANT MOUNTING PLATFORM (SEE REMARKS) | STR | Building Structure | STROT | Other Building Structure | PMP | Plant mounting platform | OTH | Other
STR_STROT_AFIN_NULL | B | ARCHITECTURAL FINS | STR | Building Structure | STROT | Other Building Structure | AFIN | Architectural fins | NULL
STR_STROT_AFIN_CONC | B | CONCRETE ARCHITECTURAL FINS | STR | Building Structure | STROT | Other Building Structure | AFIN | Architectural fins | CONC | Concrete
STR_STROT_AFIN_S | B | STEEL ARCHITECTURAL FINS | STR | Building Structure | STROT | Other Building Structure | AFIN | Architectural fins | S | Steel
STR_STROT_AFIN_BR | B | BRICK ARCHITECTURAL FINS | STR | Building Structure | STROT | Other Building Structure | AFIN | Architectural fins | BR | Brickwork
STR_STROT_AFIN_BLKWK | B | BLOCK ARCHITECTURAL FINS | STR | Building Structure | STROT | Other Building Structure | AFIN | Architectural fins | BLKWK | Blockwork
STR_STROT_AFIN_OTH | B | ARCHITECTURAL FINS (SEE REMAKRS) | STR | Building Structure | STROT | Other Building Structure | AFIN | Architectural fins | OTH | Other
STR_STROT_HOIST_NULL | B | HOISTING BEAM | STR | Building Structure | STROT | Other Building Structure | HOIST | Hoisting beam | NULL
STR_STROT_HOIST_CONC | B | CONCRETE HOISTING BEAM | STR | Building Structure | STROT | Other Building Structure | HOIST | Hoisting beam | CONC | Concrete
STR_STROT_HOIST_S | B | STEEL HOISTING BEAM | STR | Building Structure | STROT | Other Building Structure | HOIST | Hoisting beam | S | Steel
STR_STROT_HOIST_OTH | B | HOISTING BEAM (SEE REMARKS) | STR | Building Structure | STROT | Other Building Structure | HOIST | Hoisting beam | OTH | Other
EXT_NULL_NULL_NULL | B | EXTERNAL WORKS | EXT | External works | NULL |  | NULL |  | NULL
EXT_BOUND_NULL_NULL | B | BOUNDARY | EXT | External works | BOUND | Boundary | NULL |  | NULL
EXT_BOUND_G_NULL | B | BOUNDARY GATE | EXT | External works | BOUND | Boundary | G | Gate | NULL
EXT_BOUND_G_POS | B | BOUNDARY GATE POST | EXT | External works | BOUND | Boundary | G | Gate | POS | Post
EXT_BOUND_G_G | B | BOUNDARY GATE | EXT | External works | BOUND | Boundary | G | Gate | G | Gate
EXT_BOUND_G_FUR | B | BOUNDARY GATE FURNITURE | EXT | External works | BOUND | Boundary | G | Gate | FUR | Furniture
EXT_BOUND_G_OTH | B | BOUNDARY GATE (SEE REMARKS) | EXT | External works | BOUND | Boundary | G | Gate | OTH | Other
EXT_BOUND_WL_NULL | B | BOUNDARY WALL | EXT | External works | BOUND | Boundary | WL | Wall | NULL
EXT_BOUND_WL_CONC | B | BOUNDARY CONCRETE WALL | EXT | External works | BOUND | Boundary | WL | Wall | CONC | Concrete
EXT_BOUND_WL_BR | B | BOUNDARY BRICK WALL | EXT | External works | BOUND | Boundary | WL | Wall | BR | Brickwork
EXT_BOUND_WL_STRB | B | BOUNDARY WALL STRUCTURE | EXT | External works | BOUND | Boundary | WL | Wall | STRB | Structural Base/Slab
EXT_BOUND_WL_COP | B | BOUNDARY WALL COPING | EXT | External works | BOUND | Boundary | WL | Wall | COP | Coping
EXT_BOUND_WL_PILL | B | BOUNDARY WALL PILLAR | EXT | External works | BOUND | Boundary | WL | Wall | PILL | Pillar
EXT_BOUND_WL_JTEX | B | EXPANSION JOINT OF BOUNDARY WALL | EXT | External works | BOUND | Boundary | WL | Wall | JTEX | Expansion joint
EXT_BOUND_WL_POS | B | POST OF BOUNDARY WALL | EXT | External works | BOUND | Boundary | WL | Wall | POS | Post
EXT_BOUND_WL_RA | B | RAIL OF BOUNDARY WALL | EXT | External works | BOUND | Boundary | WL | Wall | RA | Rail
EXT_BOUND_WL_PAN | B | PANEL OF BOUNDARY WALL | EXT | External works | BOUND | Boundary | WL | Wall | PAN | Panel
EXT_BOUND_WL_BLKWK | B | BLOCK WORK OF BOUNDARY WALL | EXT | External works | BOUND | Boundary | WL | Wall | BLKWK | Blockwork
EXT_BOUND_WL_OTH | B | BOUNDARY WALL (SEE REMARKS) | EXT | External works | BOUND | Boundary | WL | Wall | OTH | Other
EXT_BOUND_FENC_NULL | B | BOUNDARY FENCE | EXT | External works | BOUND | Boundary | FENC | Fence | NULL
EXT_BOUND_FENC_POS | B | POST OF BOUNDARY FENCE | EXT | External works | BOUND | Boundary | FENC | Fence | POS | Post
EXT_BOUND_FENC_RA | B | RAIL OF BOUNDARY FENCE | EXT | External works | BOUND | Boundary | FENC | Fence | RA | Rail
EXT_BOUND_FENC_PAN | B | PANEL OF BOUNDARY FENCE | EXT | External works | BOUND | Boundary | FENC | Fence | PAN | Panel
EXT_BOUND_FENC_WIR | B | WIRE OF BOUNDARY FENCE | EXT | External works | BOUND | Boundary | FENC | Fence | WIR | Wire
EXT_BOUND_FENC_OTH | B | BOUNDARY FENCE (SEE REMARKS) | EXT | External works | BOUND | Boundary | FENC | Fence | OTH | Other
EXT_BOUND_BOL_NULL | B | BOLLARD | EXT | External works | BOUND | Boundary | BOL | Bollard | NULL
EXT_BOUND_BOL_CONC | B | CONCRETE BOLLARD | EXT | External works | BOUND | Boundary | BOL | Bollard | CONC | Concrete
EXT_BOUND_BOL_OTH | B | BOLLARD (SEE REMARKS) | EXT | External works | BOUND | Boundary | BOL | Bollard | OTH | Other
EXT_BOUND_RA_NULL | B | RAILING OF BOUNDARY | EXT | External works | BOUND | Boundary | RA | Railing | NULL
EXT_BOUND_RA_TIM | B | TIMBER RAILING OF BOUNDARY | EXT | External works | BOUND | Boundary | RA | Railing | TIM | Timber
EXT_BOUND_RA_GIP | B | GALVANIZED M.S. TUBE RAILING OF BOUNDARY | EXT | External works | BOUND | Boundary | RA | Railing | GIP | Galvanized ironpipe
EXT_BOUND_RA_GS | B | GALVANIZED STEEL RAILING OF BOUNDARY | EXT | External works | BOUND | Boundary | RA | Railing | GS | Galvanized steel
EXT_BOUND_RA_OTH | B | RAILING OF BOUNDARY (SEE REMARKS) | EXT | External works | BOUND | Boundary | RA | Railing | OTH | Other
EXT_BOUND_DROP_NULL | B | DROP BAR | EXT | External works | BOUND | Boundary | DROP | Drop bar | NULL
EXT_BOUND_DROP_OTH | B | DROP BAR (SEE REMARKS) | EXT | External works | BOUND | Boundary | DROP | Drop bar | OTH | Other
EXT_BOUND_DROP_MAN | B | MANUAL DROP BAR | EXT | External works | BOUND | Boundary | DROP | Drop bar | MAN | Manual
EXT_BOUND_DROP_MOTZ | B | MOTORIZED DROP BAR | EXT | External works | BOUND | Boundary | DROP | Drop bar | MOTZ | Motorized
EXT_CIRCU_NULL_NULL | B | CIRCULATION AREA | EXT | External works | CIRCU | Circulation area | NULL |  | NULL
EXT_CIRCU_COVPA_NULL | B | PATH COVERING | EXT | External works | CIRCU | Circulation area | COVPA | Path covering | NULL
EXT_CIRCU_COVPA_CONC | B | CONCRETE PATH | EXT | External works | CIRCU | Circulation area | COVPA | Path covering | CONC | Concrete
EXT_CIRCU_COVPA_OTH | B | PATH COVERING (SEE REMARKS) | EXT | External works | CIRCU | Circulation area | COVPA | Path covering | OTH | Other
EXT_CIRCU_COVPA_BRPAV | B | BRICK PAVING | EXT | External works | CIRCU | Circulation area | COVPA | Path covering | BRPAV | Brick pavers
EXT_CIRCU_COVPA_BLKST | B | STONE BLOCK PAVING | EXT | External works | CIRCU | Circulation area | COVPA | Path covering | BLKST | Stone block
EXT_CIRCU_COVPA_SLAST | B | STONE SLAB PAVING | EXT | External works | CIRCU | Circulation area | COVPA | Path covering | SLAST | Stone slab
EXT_CIRCU_CYC_NULL | B | CYCLE TRACK | EXT | External works | CIRCU | Circulation area | CYC | Cycle track covering | NULL
EXT_CIRCU_CYC_CONC | B | CONCRETE CYCLE TRACK | EXT | External works | CIRCU | Circulation area | CYC | Cycle track covering | CONC | Concrete
EXT_CIRCU_CYC_OTH | B | CYCLE TRACK (SEE REMARKS) | EXT | External works | CIRCU | Circulation area | CYC | Cycle track covering | OTH | Other
EXT_CIRCU_CYC_CONCA | B | ASPHALTIC CONCRETE CYCLE TRACK | EXT | External works | CIRCU | Circulation area | CYC | Cycle track covering | CONCA | Asphaltic concrete
EXT_CIRCU_STEP_NULL | B | EXTRENAL STEPS | EXT | External works | CIRCU | Circulation area | STEP | Steps | NULL
EXT_CIRCU_STEP_CONC | B | EXTERNAL CONCRETE STEPS | EXT | External works | CIRCU | Circulation area | STEP | Steps | CONC | Concrete
EXT_CIRCU_STEP_OTH | B | EXTRENAL STEPS (SEE REMARKS) | EXT | External works | CIRCU | Circulation area | STEP | Steps | OTH | Other
EXT_CIRCU_STEP_CONCA | B | EXTERNAL ASPHALTIC CONTRETE STEPS | EXT | External works | CIRCU | Circulation area | STEP | Steps | CONCA | Asphaltic concrete
EXT_CIRCU_COVRA_NULL | B | EXTERNAL RAMP | EXT | External works | CIRCU | Circulation area | COVRA | Ramp-covering | NULL
EXT_CIRCU_COVRA_CONC | B | EXTERNAL CONCRETE RAMP | EXT | External works | CIRCU | Circulation area | COVRA | Ramp-covering | CONC | Concrete
EXT_CIRCU_COVRA_OTH | B | EXTERNAL RAMP (SEE REMARKS) | EXT | External works | CIRCU | Circulation area | COVRA | Ramp-covering | OTH | Other
EXT_CIRCU_COVRA_BRPAV | B | EXTERNAL BRICK PAVING IN PAMP | EXT | External works | CIRCU | Circulation area | COVRA | Ramp-covering | BRPAV | Brick pavers
EXT_CIRCU_COVRA_BLKST | B | EXTERNAL STONE BLOCK IN RAMP | EXT | External works | CIRCU | Circulation area | COVRA | Ramp-covering | BLKST | Stone block
EXT_CIRCU_COVRA_SLAST | B | EXTERNAL STONE SLAB IN RAMP | EXT | External works | CIRCU | Circulation area | COVRA | Ramp-covering | SLAST | Stone slab
EXT_CIRCU_DSUR_NULL | B | SURFACE WATER DRAIN | EXT | External works | CIRCU | Circulation area | DSUR | Surface water drainage | NULL
EXT_CIRCU_DSUR_CHAN | B | SURFACE WATER CHANNEL | EXT | External works | CIRCU | Circulation area | DSUR | Surface water drainage | CHAN | Channel
EXT_CIRCU_DSUR_GUL | B | SURFACE WATER GULLEY | EXT | External works | CIRCU | Circulation area | DSUR | Surface water drainage | GUL | Gulley
EXT_CIRCU_DSUR_GRAT | B | SURFACE WATER GRATING | EXT | External works | CIRCU | Circulation area | DSUR | Surface water drainage | GRAT | Grating
EXT_CIRCU_DSUR_OTH | B | SURFACE WATER DRAIN (SEE REMARKS) | EXT | External works | CIRCU | Circulation area | DSUR | Surface water drainage | OTH | Other
EXT_CIRCU_HANRA_NULL | B | EXTERNAL RAMP HANDRAIL | EXT | External works | CIRCU | Circulation area | HANRA | Ramp-handrail | NULL
EXT_CIRCU_HANRA_TIM | B | TIMBER HANDRAIL OF EXTERNAL RAMP | EXT | External works | CIRCU | Circulation area | HANRA | Ramp-handrail | TIM | Timber
EXT_CIRCU_HANRA_GIP | B | GALVANIZED M.S. TUBE HANDRAIL OF EXTERNAL RAMP | EXT | External works | CIRCU | Circulation area | HANRA | Ramp-handrail | GIP | Galvanized ironpipe
EXT_CIRCU_HANRA_GS | B | GALVANIZED STEEL HANDRAIL OF EXTERNAL RAMP | EXT | External works | CIRCU | Circulation area | HANRA | Ramp-handrail | GS | Galvanized steel
EXT_CIRCU_HANRA_OTH | B | HANDRAIL OF EXTERNAL RAMP (SEE REMAKRS) | EXT | External works | CIRCU | Circulation area | HANRA | Ramp-handrail | OTH | Other
EXT_HARD_NULL_NULL | B | HARD PAVING AREA | EXT | External works | HARD | Hard area | NULL |  | NULL
EXT_HARD_DSUR_NULL | B | PAVING AREA SURFACE WATER DRAINAGE | EXT | External works | HARD | Hard area | DSUR | Surface water drainage | NULL
EXT_HARD_DSUR_CHAN | B | PAVING AREA SURFACE WATER CHANNEL | EXT | External works | HARD | Hard area | DSUR | Surface water drainage | CHAN | Channel
EXT_HARD_DSUR_GUL | B | PAVING AREA SURFACE WATER GULLEY | EXT | External works | HARD | Hard area | DSUR | Surface water drainage | GUL | Gulley
EXT_HARD_DSUR_GRAT | B | PAVING AREA SURFACE WATER GRATING | EXT | External works | HARD | Hard area | DSUR | Surface water drainage | GRAT | Grating
EXT_HARD_DSUR_OTH | B | PAVING AREA SURFACE WATER DRAINAGE (SEE REMARKS) | EXT | External works | HARD | Hard area | DSUR | Surface water drainage | OTH | Other
EXT_HARD_HASUR_NULL | B | HARD SURFACE AREA | EXT | External works | HARD | Hard area | HASUR | Hard area surface | NULL
EXT_HARD_HASUR_CONC | B | CONCRETE TO PLAIN | EXT | External works | HARD | Hard area | HASUR | Hard area surface | CONC | Concrete
EXT_HARD_HASUR_OTH | B | HARD SURFACE AREA (SEE REMARKS) | EXT | External works | HARD | Hard area | HASUR | Hard area surface | OTH | Other
EXT_HARD_HASUR_CONCA | B | ASPHALTIC CONCRETE TO SURFACE | EXT | External works | HARD | Hard area | HASUR | Hard area surface | CONCA | Asphaltic concrete
EXT_HARD_HASUR_BRPAV | B | BRCIK PAVING TO SURFACE | EXT | External works | HARD | Hard area | HASUR | Hard area surface | BRPAV | Brick pavers
EXT_SDFT_NULL_NULL | B | LAWN | EXT | External works | SDFT | Soft area | NULL |  | NULL
EXT_SDFT_LAW_NULL | B | GRASS LAND | EXT | External works | SDFT | Soft area | LAW | Lawn | NULL
EXT_SDFT_LAW_OTH | B | GRASS LAND (SEE REMARKS) | EXT | External works | SDFT | Soft area | LAW | Lawn | OTH | Other
EXT_SDFT_BED_NULL | B | FLOWER BED | EXT | External works | SDFT | Soft area | BED | Flower bed | NULL
EXT_SDFT_BED_OTH | B | FLOWER BED (SEE REMARKS) | EXT | External works | SDFT | Soft area | BED | Flower bed | OTH | Other
EXT_SDFT_TREE_NULL | B | TREE | EXT | External works | SDFT | Soft area | TREE | Tree | NULL
EXT_SDFT_TREE_PITTR | B | TREE PIT | EXT | External works | SDFT | Soft area | TREE | Tree | PITTR | Treepit
EXT_SDFT_TREE_GRID | B | TREE GRID | EXT | External works | SDFT | Soft area | TREE | Tree | GRID | Grid
EXT_SDFT_TREE_OTH | B | TREE (SEE REMARKS) | EXT | External works | SDFT | Soft area | TREE | Tree | OTH | Other
EXT_SDFT_VEGE_NULL | B | UNPLANNED LAND | EXT | External works | SDFT | Soft area | VEGE | Unplanned vegeation | NULL
EXT_SDFT_VEGE_OTH | B | UNPLANNED LAND (SEE REMARKS) | EXT | External works | SDFT | Soft area | VEGE | Unplanned vegeation | OTH | Other
EXT_SDFT_IRR_NULL | B | IRRIGATION POINTS | EXT | External works | SDFT | Soft area | IRR | Irrigation facilities | NULL
EXT_SDFT_IRR_OTH | B | IRRIGATION FACILITIES | EXT | External works | SDFT | Soft area | IRR | Irrigation facilities | OTH | Other
EXT_COEXT_NULL_NULL | B | EXTERNAL COVER | EXT | External works | COEXT | External cover | NULL |  | NULL
EXT_COEXT_STRU_NULL | B | STRUCTURE OF EXTERNAL COVER | EXT | External works | COEXT | External cover | STRU | Structure | NULL
EXT_COEXT_STRU_CONC | B | CONCRETE OF EXTERNAL COVER | EXT | External works | COEXT | External cover | STRU | Structure | CONC | Concrete
EXT_COEXT_STRU_S | B | STEEL OF EXTERNAL COVER | EXT | External works | COEXT | External cover | STRU | Structure | S | Steel
EXT_COEXT_STRU_OTH | B | STRUCTURE OF EXTERNAL COVER (SEE REMARKS) | EXT | External works | COEXT | External cover | STRU | Structure | OTH | Other
EXT_COEXT_COVG_NULL | B | COVER OF EXTERNAL COVER | EXT | External works | COEXT | External cover | COVG | Covering | NULL
EXT_COEXT_COVG_CONC | B | CONCRETE COVER OF EXTERNAL COVER | EXT | External works | COEXT | External cover | COVG | Covering | CONC | Concrete
EXT_COEXT_COVG_GS | B | GALVANIZED STEEL COVER OF EXTERNAL COVER | EXT | External works | COEXT | External cover | COVG | Covering | GS | Galvanized steel
EXT_COEXT_COVG_OTH | B | COVER OF EXTERNAL COVER (SEE REMARKS) | EXT | External works | COEXT | External cover | COVG | Covering | OTH | Other
EXT_COEXT_COVG_PCSHT | B | POLYCARBONATE SHEETING COVER OF COVER OF EXTERNAL COVER | EXT | External works | COEXT | External cover | COVG | Covering | PCSHT | Polycarbonate sheeting
EXT_SLO_NULL_NULL | B | SLOPES | EXT | External works | SLO | Slopes | NULL |  | NULL
EXT_SLO_WLRET_NULL | B | RETAINING WALL | EXT | External works | SLO | Slopes | WLRET | Retaining wall | NULL
EXT_SLO_WLRET_CONC | B | CONCRETE RETAINING WALL | EXT | External works | SLO | Slopes | WLRET | Retaining wall | CONC | Concrete
EXT_SLO_WLRET_BR | B | BRICK RETAINING WALL | EXT | External works | SLO | Slopes | WLRET | Retaining wall | BR | Brickwork
EXT_SLO_WLRET_JTEX | B | EXPANSION JOINT OF RETAINING WALL | EXT | External works | SLO | Slopes | WLRET | Retaining wall | JTEX | Expansion joint
EXT_SLO_WLRET_WH | B | WEEPHOLES OF RETAINING WALL | EXT | External works | SLO | Slopes | WLRET | Retaining wall | WH | Weepholes
EXT_SLO_WLRET_BLKWK | B | BLOCKWORK OF RETAINING WALL | EXT | External works | SLO | Slopes | WLRET | Retaining wall | BLKWK | Blockwork
EXT_SLO_WLRET_OTH | B | RETAINING WALL (SEE REMARKS) | EXT | External works | SLO | Slopes | WLRET | Retaining wall | OTH | Other
EXT_SLO_SLOA_NULL | B | ARTIFICIAL SLOPE | EXT | External works | SLO | Slopes | SLOA | Artificial slope | NULL
EXT_SLO_SLOA_CONC | B | CONCRETE ARTIFICIAL SLOPE | EXT | External works | SLO | Slopes | SLOA | Artificial slope | CONC | Concrete
EXT_SLO_SLOA_OTH | B | ARTIFICIAL SLOPE (SEE REMARKS) | EXT | External works | SLO | Slopes | SLOA | Artificial slope | OTH | Other
EXT_RD_NULL_NULL | B | ROAD | EXT | External works | RD | Road | NULL |  | NULL
EXT_RD_STRU_NULL | B | STRUCTURE OF ROAD | EXT | External works | RD | Road | STRU | Structure | NULL
EXT_RD_STRU_OTH | B | ROAD (SEE REMARKS) | EXT | External works | RD | Road | STRU | Structure | OTH | Other
EXT_RD_COVG_NULL | B | SURFACING OF ROAD | EXT | External works | RD | Road | COVG | Covering | NULL
EXT_RD_COVG_OTH | B | SURFACING OF ROAD (SEE REMARKS) | EXT | External works | RD | Road | COVG | Covering | OTH | Other
EXT_RD_COVG_CONCA | B | ASPHALTIC CONCRETE OF ROAD | EXT | External works | RD | Road | COVG | Covering | CONCA | Asphaltic concrete
EXT_RD_COVG_BLK | B | BLOCK SURFACE OF ROAD | EXT | External works | RD | Road | COVG | Covering | BLK | Block
EXT_RD_LINMK_NULL | B | LINE MARKING ON ROAD OR GROUND SURFACE | EXT | External works | RD | Road | LINMK | Line marking | NULL
EXT_RD_LINMK_OTH | B | LINE MARKING ON ROAD OR GROUND SURFACE(SEE REMARKS) | EXT | External works | RD | Road | LINMK | Line marking | OTH | Other
EXT_RD_RDHU_NULL | B | ROAD HUMP | EXT | External works | RD | Road | RDHU | Road hump | NULL
EXT_RD_RDHU_OTH | B | ROAD HUMP (SEE REMARKS) | EXT | External works | RD | Road | RDHU | Road hump | OTH | Other
EXT_RD_RDSIG_NULL | B | ROAD SIGNAGE | EXT | External works | RD | Road | RDSIG | Road signage | NULL
EXT_RD_RDSIG_OTH | B | ROAD SIGNAGE(SEE REMARKS) | EXT | External works | RD | Road | RDSIG | Road signage | OTH | Other
WAT_NULL_NULL_NULL | B | WATER SUPPLY | WAT | WATER SUPPLY WORKS | NULL |  | NULL |  | NULL
WAT_SUPH_NULL_NULL | B | HOT WATER SYSTEM | WAT | WATER SUPPLY WORKS | SUPH | Hot water supply | NULL |  | NULL
WAT_SUPH_INSU_NULL | B | HOT WATER PIPE INSULATION | WAT | WATER SUPPLY WORKS | SUPH | Hot water supply | INSU | Insulation | NULL
WAT_SUPH_INSU_FIBRG | B | FIBRE GLASS INSULATION OF HOT WATER | WAT | WATER SUPPLY WORKS | SUPH | Hot water supply | INSU | Insulation | FIBRG | Fibre-glass
WAT_SUPH_INSU_OTH | B | HOT WATER PIPE INSULATION (SEE REMARKS) | WAT | WATER SUPPLY WORKS | SUPH | Hot water supply | INSU | Insulation | OTH | Other
WAT_SUPH_INSU_FOAM | B | FOAM INSULATION OF HOT WATER | WAT | WATER SUPPLY WORKS | SUPH | Hot water supply | INSU | Insulation | FOAM | Foam
WAT_SUPH_PI_NULL | B | HOT WATER PIPE | WAT | WATER SUPPLY WORKS | SUPH | Hot water supply | PI | Pipework | NULL
WAT_SUPH_PI_GS | B | GALVANIZED STEEL HOT WATER PIPE | WAT | WATER SUPPLY WORKS | SUPH | Hot water supply | PI | Pipework | GS | Galvanized steel
WAT_SUPH_PI_SS | B | STAINLESS STEEL HOT WATER PIPE | WAT | WATER SUPPLY WORKS | SUPH | Hot water supply | PI | Pipework | SS | Stainless steel
WAT_SUPH_PI_PVC | B | PVC HOT WATER PIPE | WAT | WATER SUPPLY WORKS | SUPH | Hot water supply | PI | Pipework | PVC | PVC
WAT_SUPH_PI_UPVC | B | UPVC HOT WATER PIPE | WAT | WATER SUPPLY WORKS | SUPH | Hot water supply | PI | Pipework | UPVC | UPVC
WAT_SUPH_PI_OTH | B | HOT WATER PIPE (SEE REMARKS) | WAT | WATER SUPPLY WORKS | SUPH | Hot water supply | PI | Pipework | OTH | Other
WAT_SUPH_PI_DI | B | DUCTILE IRON HOT WATER PIPE | WAT | WATER SUPPLY WORKS | SUPH | Hot water supply | PI | Pipework | DI | Ductile iron
WAT_SUPH_FIX_NULL | B | FIXING OF HOT WATER PIPE | WAT | WATER SUPPLY WORKS | SUPH | Hot water supply | FIX | Fixing | NULL
WAT_SUPH_FIX_OTH | B | FIXING OF HOT WATER PIPE (SEE REMARKS) | WAT | WATER SUPPLY WORKS | SUPH | Hot water supply | FIX | Fixing | OTH | Other
WAT_SUPH_JTEXP_NULL | B | EXPANSION JOINTS OF HOT WATER PIPE | WAT | WATER SUPPLY WORKS | SUPH | Hot water supply | JTEXP | Expansion joints | NULL
WAT_SUPH_JTEXP_OTH | B | EXPANSION JOINTS OF HOT WATER PIPE (SEE REMARKS) | WAT | WATER SUPPLY WORKS | SUPH | Hot water supply | JTEXP | Expansion joints | OTH | Other
WAT_SUPH_FIT_NULL | B | HOT WATER SUPPLY FITTING | WAT | WATER SUPPLY WORKS | SUPH | Hot water supply | FIT | Fitting | NULL
WAT_SUPH_FIT_ELB | B | ELBOW OF HOT WATER PIPE | WAT | WATER SUPPLY WORKS | SUPH | Hot water supply | FIT | Fitting | ELB | Elbow
WAT_SUPH_FIT_BE | B | BEND OF HOT WATER PIPE | WAT | WATER SUPPLY WORKS | SUPH | Hot water supply | FIT | Fitting | BE | Bend
WAT_SUPH_FIT_SOCK | B | SOCKET OF HOT WATER PIPE | WAT | WATER SUPPLY WORKS | SUPH | Hot water supply | FIT | Fitting | SOCK | Socket
WAT_SUPH_FIT_T | B | TEE OF HOT WATER PIPE | WAT | WATER SUPPLY WORKS | SUPH | Hot water supply | FIT | Fitting | T | Tee
WAT_SUPH_FIT_RED | B | REDUCER OF HOT WATER PIPE | WAT | WATER SUPPLY WORKS | SUPH | Hot water supply | FIT | Fitting | RED | Reducer
WAT_SUPH_FIT_FLAN | B | FLANGE OF HOT WATER PIPE | WAT | WATER SUPPLY WORKS | SUPH | Hot water supply | FIT | Fitting | FLAN | Flange
WAT_SUPH_FIT_OTH | B | HOT WATER SUPPLY FITTING (SEE REMARKS) | WAT | WATER SUPPLY WORKS | SUPH | Hot water supply | FIT | Fitting | OTH | Other
WAT_SUPH_SUP_NULL | B | HOT WATER SUPPLY SUPPORT | WAT | WATER SUPPLY WORKS | SUPH | Hot water supply | SUP | Support | NULL
WAT_SUPH_SUP_CLAMP | B | CLAMP OF HOT WATER PIPE | WAT | WATER SUPPLY WORKS | SUPH | Hot water supply | SUP | Support | CLAMP | Pipe clamp
WAT_SUPH_SUP_BRAC | B | BRACKET OF HOT WATER PIPE | WAT | WATER SUPPLY WORKS | SUPH | Hot water supply | SUP | Support | BRAC | Bracket
WAT_SUPH_SUP_OTH | B | HOT WATER SUPPLY SUPPORT (SEE REMARKS) | WAT | WATER SUPPLY WORKS | SUPH | Hot water supply | SUP | Support | OTH | Other
WAT_SUPH_STRA_NULL | B | STRAINER OF HOT WATER PIPE | WAT | WATER SUPPLY WORKS | SUPH | Hot water supply | STRA | Strainer | NULL
WAT_SUPH_STRA_STRAM | B | MESH STRAINER OF HOT WATER PIPE | WAT | WATER SUPPLY WORKS | SUPH | Hot water supply | STRA | Strainer | STRAM | Mesh strainer
WAT_SUPH_STRA_STRAY | B | Y-TYPE STRAINER OF HOT WATER PIPE | WAT | WATER SUPPLY WORKS | SUPH | Hot water supply | STRA | Strainer | STRAY | Y-type strainer
WAT_SUPH_STRA_OTH | B | STRAINER OF HOT WATER PIPE (SEE REMARKS) | WAT | WATER SUPPLY WORKS | SUPH | Hot water supply | STRA | Strainer | OTH | Other
WAT_SUPH_PBA_NULL | B | ACCESS OF HOT WATER PIPE BOXING | WAT | WATER SUPPLY WORKS | SUPH | Hot water supply | PBA | Pipe boxing access | NULL
WAT_SUPH_PBA_OTH | B | ACCESS OF HOT WATER PIPE BOXING (SEE REMARKS) | WAT | WATER SUPPLY WORKS | SUPH | Hot water supply | PBA | Pipe boxing access | OTH | Other
WAT_SUPH_V_NULL | B | VALVE OF HOT WATER | WAT | WATER SUPPLY WORKS | SUPH | Hot water supply | V | Valve | NULL
WAT_SUPH_V_VGA | B | GATE VALVE OF HOT WATER | WAT | WATER SUPPLY WORKS | SUPH | Hot water supply | V | Valve | VGA | Valve - Gate
WAT_SUPH_V_VGL | B | GLOBE VALVE OF HOT WATER | WAT | WATER SUPPLY WORKS | SUPH | Hot water supply | V | Valve | VGL | Valve - Globe
WAT_SUPH_V_VFB | B | FLOAT BALL VALVE OF HOT WATER | WAT | WATER SUPPLY WORKS | SUPH | Hot water supply | V | Valve | VFB | Valve - Float ball
WAT_SUPH_V_VBU | B | BUTTERFLY VALVE OF HOT WATER | WAT | WATER SUPPLY WORKS | SUPH | Hot water supply | V | Valve | VBU | Valve - Butterfly
WAT_SUPH_V_OTH | B | VALVE OF HOT WATER (SEE REMARKS) | WAT | WATER SUPPLY WORKS | SUPH | Hot water supply | V | Valve | OTH | Other
WAT_SUPH_DUCT_NULL | B | PIPE DUCT OF HOT WATER PIPE | WAT | WATER SUPPLY WORKS | SUPH | Hot water supply | DUCT | Pipe duct | NULL
WAT_SUPH_DUCT_OTH | B | PIPE DUCT OF HOT WATER PIPE (SEE REMARKS) | WAT | WATER SUPPLY WORKS | SUPH | Hot water supply | DUCT | Pipe duct | OTH | Other
WAT_SUPH_PIBX_NULL | B | PIPE BOX OF HOT WATER PIPE | WAT | WATER SUPPLY WORKS | SUPH | Hot water supply | PIBX | Pipe boxing | NULL
WAT_SUPH_PIBX_OTH | B | PIPE BOX OF HOT WATER PIPE (SEE REMARKS) | WAT | WATER SUPPLY WORKS | SUPH | Hot water supply | PIBX | Pipe boxing | OTH | Other
WAT_SUPC_NULL_NULL | B | FRESH WATER SUPPLY | WAT | WATER SUPPLY WORKS | SUPC | Cold water supply | NULL |  | NULL
WAT_SUPC_PI_NULL | B | FRESH WATER PIPE | WAT | WATER SUPPLY WORKS | SUPC | Cold water supply | PI | Pipework | NULL
WAT_SUPC_PI_GS | B | GALVANIZED STEEL FRESH WATER PIPE | WAT | WATER SUPPLY WORKS | SUPC | Cold water supply | PI | Pipework | GS | Galvanized steel
WAT_SUPC_PI_SS | B | STAINLESS STEEL FRESH WATER PIPE | WAT | WATER SUPPLY WORKS | SUPC | Cold water supply | PI | Pipework | SS | Stainless steel
WAT_SUPC_PI_PVC | B | PVC FRESH WATER PIPE | WAT | WATER SUPPLY WORKS | SUPC | Cold water supply | PI | Pipework | PVC | PVC
WAT_SUPC_PI_UPVC | B | UPVC FRESH WATER PIPE | WAT | WATER SUPPLY WORKS | SUPC | Cold water supply | PI | Pipework | UPVC | UPVC
WAT_SUPC_PI_OTH | B | FRESH WATER PIPE (SEE REMARKS) | WAT | WATER SUPPLY WORKS | SUPC | Cold water supply | PI | Pipework | OTH | Other
WAT_SUPC_PI_DI | B | DUCTILE IRON FRESH WATER PIPE | WAT | WATER SUPPLY WORKS | SUPC | Cold water supply | PI | Pipework | DI | Ductile iron
WAT_SUPC_FIX_NULL | B | FIXING OF FRESH WATER PIPE | WAT | WATER SUPPLY WORKS | SUPC | Cold water supply | FIX | Fixing | NULL
WAT_SUPC_FIX_OTH | B | FIXING OF FRESH WATER PIPE (SEE REMARKS) | WAT | WATER SUPPLY WORKS | SUPC | Cold water supply | FIX | Fixing | OTH | Other
WAT_SUPC_JTEXP_NULL | B | EXPANSION JOINTS OF FRESH WATER PIPE | WAT | WATER SUPPLY WORKS | SUPC | Cold water supply | JTEXP | Expansion joints | NULL
WAT_SUPC_JTEXP_OTH | B | EXPANSION JOINTS OF FRESH WATER PIPE (SEE REMARKS) | WAT | WATER SUPPLY WORKS | SUPC | Cold water supply | JTEXP | Expansion joints | OTH | Other
WAT_SUPC_FIT_NULL | B | FITTING OF FRESH WATER PIPE | WAT | WATER SUPPLY WORKS | SUPC | Cold water supply | FIT | Fitting | NULL
WAT_SUPC_FIT_ELB | B | ELBOW OF FRESH WATER PIPE | WAT | WATER SUPPLY WORKS | SUPC | Cold water supply | FIT | Fitting | ELB | Elbow
WAT_SUPC_FIT_BE | B | BEND OF FRESH WATER PIPE | WAT | WATER SUPPLY WORKS | SUPC | Cold water supply | FIT | Fitting | BE | Bend
WAT_SUPC_FIT_SOCK | B | SOCKET OF FRESH WATER PIPE | WAT | WATER SUPPLY WORKS | SUPC | Cold water supply | FIT | Fitting | SOCK | Socket
WAT_SUPC_FIT_T | B | TEE OF FRESH WATER PIPE | WAT | WATER SUPPLY WORKS | SUPC | Cold water supply | FIT | Fitting | T | Tee
WAT_SUPC_FIT_RED | B | REDUCER OF FRESH WATER PIPE | WAT | WATER SUPPLY WORKS | SUPC | Cold water supply | FIT | Fitting | RED | Reducer
WAT_SUPC_FIT_FLAN | B | FLANGE OF FRESH WATER PIPE | WAT | WATER SUPPLY WORKS | SUPC | Cold water supply | FIT | Fitting | FLAN | Flange
WAT_SUPC_FIT_OTH | B | FITTING OF FRESH WATER PIPE (SEE REMARKS) | WAT | WATER SUPPLY WORKS | SUPC | Cold water supply | FIT | Fitting | OTH | Other
WAT_SUPC_SUP_NULL | B | FRESH WATER PIPE SUPPORT | WAT | WATER SUPPLY WORKS | SUPC | Cold water supply | SUP | Support | NULL
WAT_SUPC_SUP_CLAMP | B | CLAMP OF FRESH WATER PIPE | WAT | WATER SUPPLY WORKS | SUPC | Cold water supply | SUP | Support | CLAMP | Pipe clamp
WAT_SUPC_SUP_BRAC | B | BRACKET OF FRESH WATER PIPE | WAT | WATER SUPPLY WORKS | SUPC | Cold water supply | SUP | Support | BRAC | Bracket
WAT_SUPC_SUP_OTH | B | FRESH WATER PIPE SUPPORT(SEE REAMRKS) | WAT | WATER SUPPLY WORKS | SUPC | Cold water supply | SUP | Support | OTH | Other
WAT_SUPC_STRA_NULL | B | STRAINER OF FRESH WATER PIPE | WAT | WATER SUPPLY WORKS | SUPC | Cold water supply | STRA | Strainer | NULL
WAT_SUPC_STRA_STRAM | B | MESH STRAINER OF FRESH WATER PIPE | WAT | WATER SUPPLY WORKS | SUPC | Cold water supply | STRA | Strainer | STRAM | Mesh strainer
WAT_SUPC_STRA_STRAY | B | Y-TYPE STRAINER OF FRESH WATER PIPE | WAT | WATER SUPPLY WORKS | SUPC | Cold water supply | STRA | Strainer | STRAY | Y-type strainer
WAT_SUPC_STRA_OTH | B | STRAINER OF FRESH WATER PIPE (SEE REMARKS) | WAT | WATER SUPPLY WORKS | SUPC | Cold water supply | STRA | Strainer | OTH | Other
WAT_SUPC_PBA_NULL | B | ACCESS FOR PIPE BOX OF FRESH WATER PIPE | WAT | WATER SUPPLY WORKS | SUPC | Cold water supply | PBA | Pipe boxing access | NULL
WAT_SUPC_PBA_OTH | B | ACCESS FOR PIPE BOX OF FRESH WATER PIPE (SEE REMARKS) | WAT | WATER SUPPLY WORKS | SUPC | Cold water supply | PBA | Pipe boxing access | OTH | Other
WAT_SUPC_V_NULL | B | VALVE OF FRESH WATER PIPE | WAT | WATER SUPPLY WORKS | SUPC | Cold water supply | V | Valve | NULL
WAT_SUPC_V_VGA | B | GATE VALVE OF FRESH WATER PIPE | WAT | WATER SUPPLY WORKS | SUPC | Cold water supply | V | Valve | VGA | Valve - Gate
WAT_SUPC_V_VGL | B | GLOBE VALVE OF FRESH WATER PIPE | WAT | WATER SUPPLY WORKS | SUPC | Cold water supply | V | Valve | VGL | Valve - Globe
WAT_SUPC_V_VFB | B | FLOAT BALL VALVE OF FRESH WATER PIPE | WAT | WATER SUPPLY WORKS | SUPC | Cold water supply | V | Valve | VFB | Valve - Float ball
WAT_SUPC_V_VBU | B | BUTTERFLY VALVE OF FRESH WATER PIPE | WAT | WATER SUPPLY WORKS | SUPC | Cold water supply | V | Valve | VBU | Valve - Butterfly
WAT_SUPC_V_OTH | B | VALVE OF FRESH WATER PIPE (SEE REMARKS) | WAT | WATER SUPPLY WORKS | SUPC | Cold water supply | V | Valve | OTH | Other
WAT_SUPC_DUCT_NULL | B | PIPE DUCT OF FRESH WATER PIPE | WAT | WATER SUPPLY WORKS | SUPC | Cold water supply | DUCT | Pipe duct | NULL
WAT_SUPC_DUCT_OTH | B | PIPE DUCT OF FRESH WATER PIPE (SEE REMARKS) | WAT | WATER SUPPLY WORKS | SUPC | Cold water supply | DUCT | Pipe duct | OTH | Other
WAT_SUPC_PIBX_NULL | B | BOX OF FRESH WATER PIPE | WAT | WATER SUPPLY WORKS | SUPC | Cold water supply | PIBX | Pipe boxing | NULL
WAT_SUPC_PIBX_OTH | B | BOX OF FRESH WATER PIPE (SEE REMARKS) | WAT | WATER SUPPLY WORKS | SUPC | Cold water supply | PIBX | Pipe boxing | OTH | Other
WAT_FLUS_NULL_NULL | B | FLUSHING WATER SUPPLY | WAT | WATER SUPPLY WORKS | FLUS | Flushing water supply | NULL |  | NULL
WAT_FLUS_PI_NULL | B | FLUSHING WATER PIPE | WAT | WATER SUPPLY WORKS | FLUS | Flushing water supply | PI | Pipework | NULL
WAT_FLUS_PI_CI | B | CAST IRON FLUSHING WATER PIPE | WAT | WATER SUPPLY WORKS | FLUS | Flushing water supply | PI | Pipework | CI | Cast iron
WAT_FLUS_PI_CU | B | COPPER FLUSHING WATER PIPE | WAT | WATER SUPPLY WORKS | FLUS | Flushing water supply | PI | Pipework | CU | Copper
WAT_FLUS_PI_MS | B | MILD STEEL FLUSHING WATER PIPE | WAT | WATER SUPPLY WORKS | FLUS | Flushing water supply | PI | Pipework | MS | Mild steel
WAT_FLUS_PI_WI | B | WRONGHT IRON FLUSHING WATER PIPE | WAT | WATER SUPPLY WORKS | FLUS | Flushing water supply | PI | Pipework | WI | Wrought iron
WAT_FLUS_PI_PVC | B | PVC FLUSHING WATER PIPE | WAT | WATER SUPPLY WORKS | FLUS | Flushing water supply | PI | Pipework | PVC | PVC
WAT_FLUS_PI_UPVC | B | UPVC FLUSHING WATER PIPE | WAT | WATER SUPPLY WORKS | FLUS | Flushing water supply | PI | Pipework | UPVC | UPVC
WAT_FLUS_PI_OTH | B | FLUSHING WATER PIPE (SEE REMARKS) | WAT | WATER SUPPLY WORKS | FLUS | Flushing water supply | PI | Pipework | OTH | Other
WAT_FLUS_FIT_NULL | B | FLUSHING WATER PIPE FITTING | WAT | WATER SUPPLY WORKS | FLUS | Flushing water supply | FIT | Fitting | NULL
WAT_FLUS_FIT_ELB | B | ELBOW OF FLUSHING WATER PIPE | WAT | WATER SUPPLY WORKS | FLUS | Flushing water supply | FIT | Fitting | ELB | Elbow
WAT_FLUS_FIT_T | B | TEE OF FLUSHING WATER PIPE | WAT | WATER SUPPLY WORKS | FLUS | Flushing water supply | FIT | Fitting | T | Tee
WAT_FLUS_FIT_RED | B | REDUCER OF FLUSHING WATER PIPE | WAT | WATER SUPPLY WORKS | FLUS | Flushing water supply | FIT | Fitting | RED | Reducer
WAT_FLUS_FIT_FLAN | B | FLANGE OF FLUSHING WATER PIPE | WAT | WATER SUPPLY WORKS | FLUS | Flushing water supply | FIT | Fitting | FLAN | Flange
WAT_FLUS_FIT_OTH | B | FLUSHING WATER PIPE FITTING (SEE REMARKS) | WAT | WATER SUPPLY WORKS | FLUS | Flushing water supply | FIT | Fitting | OTH | Other
WAT_FLUS_FIT_UN | B | UNION OF FLUSHING WATER PIPE | WAT | WATER SUPPLY WORKS | FLUS | Flushing water supply | FIT | Fitting | UN | Union
WAT_FLUS_FIT_CAP | B | CAP OF FLUSHING WATER PIPE | WAT | WATER SUPPLY WORKS | FLUS | Flushing water supply | FIT | Fitting | CAP | Cap
WAT_FLUS_FIT_BUS | B | BUSH OF FLUSHING WATER PIPE | WAT | WATER SUPPLY WORKS | FLUS | Flushing water supply | FIT | Fitting | BUS | Bush
WAT_FLUS_FIT_COUP | B | COUPLING OF FLUSHING WATER PIPE | WAT | WATER SUPPLY WORKS | FLUS | Flushing water supply | FIT | Fitting | COUP | Coupling
WAT_FLUS_SUP_NULL | B | SUPPORT OF FLUSHING WATER PIPE | WAT | WATER SUPPLY WORKS | FLUS | Flushing water supply | SUP | Support | NULL
WAT_FLUS_SUP_CLAMP | B | CLAMP OF FLUSHING WATER PIPE | WAT | WATER SUPPLY WORKS | FLUS | Flushing water supply | SUP | Support | CLAMP | Pipe clamp
WAT_FLUS_SUP_OTH | B | SUPPORT OF FLUSHING WATER PIPE (SEE REMARKS) | WAT | WATER SUPPLY WORKS | FLUS | Flushing water supply | SUP | Support | OTH | Other
WAT_FLUS_STRA_NULL | B | STRAINER OF FLUSHING WATER PIPE | WAT | WATER SUPPLY WORKS | FLUS | Flushing water supply | STRA | Strainer | NULL
WAT_FLUS_STRA_STRAM | B | MESH OF FLUSHING WATER PIPE | WAT | WATER SUPPLY WORKS | FLUS | Flushing water supply | STRA | Strainer | STRAM | Mesh strainer
WAT_FLUS_STRA_STRAY | B | Y-TYPE OF FLUSHING WATER PIPE | WAT | WATER SUPPLY WORKS | FLUS | Flushing water supply | STRA | Strainer | STRAY | Y-type strainer
WAT_FLUS_STRA_OTH | B | STRAINER OF FLUSHING WATER PIPE(SEE REAMRKS) | WAT | WATER SUPPLY WORKS | FLUS | Flushing water supply | STRA | Strainer | OTH | Other
WAT_FLUS_PBA_NULL | B | ACCESS OF FLUSHING WATER PIPE BOX | WAT | WATER SUPPLY WORKS | FLUS | Flushing water supply | PBA | Pipe boxing access | NULL
WAT_FLUS_PBA_OTH | B | ACCESS OF FLUSHING WATER PIPE BOX(SEE REAMRKS) | WAT | WATER SUPPLY WORKS | FLUS | Flushing water supply | PBA | Pipe boxing access | OTH | Other
WAT_FLUS_V_NULL | B | VALVE OF FLUSHING WATER PIPE | WAT | WATER SUPPLY WORKS | FLUS | Flushing water supply | V | Valve | NULL
WAT_FLUS_V_UPVC | B | UPVC OF FLUSHING WATER PIPE | WAT | WATER SUPPLY WORKS | FLUS | Flushing water supply | V | Valve | UPVC | UPVC
WAT_FLUS_V_OTH | B | VALVE OF FLUSHING WATER PIPE (SEE REMARKS) | WAT | WATER SUPPLY WORKS | FLUS | Flushing water supply | V | Valve | OTH | Other
WAT_FLUS_V_VCIG | B | CAST IRON GATE VALVE OF FLUSHING WATER PIPE | WAT | WATER SUPPLY WORKS | FLUS | Flushing water supply | V | Valve | VCIG | C.I. gate valve
WAT_FLUS_V_VCIC | B | CAST IRON CHECK VALVE OF FLUSHING WATER PIPE | WAT | WATER SUPPLY WORKS | FLUS | Flushing water supply | V | Valve | VCIC | C.I. check valve
WAT_FLUS_JTMV_NULL | B | MOVEMENT JOINT OF FLUSHING WATER PIPE | WAT | WATER SUPPLY WORKS | FLUS | Flushing water supply | JTMV | Movement joint | NULL
WAT_FLUS_JTMV_OTH | B | MOVEMENT JOINT OF FLUSHING WATER PIPE (SEE REMARKS) | WAT | WATER SUPPLY WORKS | FLUS | Flushing water supply | JTMV | Movement joint | OTH | Other
WAT_FLUS_JTMV_FXCON | B | FLEXIBLE CONNECTOR OF FLUSHING WATER PIPE | WAT | WATER SUPPLY WORKS | FLUS | Flushing water supply | JTMV | Movement joint | FXCON | Flexible connection
WAT_FLUS_PIBX_NULL | B | FLUSHING WATER PIPE BOX | WAT | WATER SUPPLY WORKS | FLUS | Flushing water supply | PIBX | Pipe boxing | NULL
WAT_FLUS_PIBX_OTH | B | FLUSHING WATER PIPE BOX (SEE REMARKS) | WAT | WATER SUPPLY WORKS | FLUS | Flushing water supply | PIBX | Pipe boxing | OTH | Other
WAT_TANKW_NULL_NULL | B | WATER TANK | WAT | WATER SUPPLY WORKS | TANKW | Water tank | NULL |  | NULL
WAT_TANKW_STRU_NULL | B | STRUCTURE OF WATER TANK | WAT | WATER SUPPLY WORKS | TANKW | Water tank | STRU | Structure | NULL
WAT_TANKW_STRU_CONC | B | CONCRETE WATER TANK | WAT | WATER SUPPLY WORKS | TANKW | Water tank | STRU | Structure | CONC | Concrete
WAT_TANKW_STRU_FIBRG | B | FIBRE GLASS WATER TANK | WAT | WATER SUPPLY WORKS | TANKW | Water tank | STRU | Structure | FIBRG | Fibre-glass
WAT_TANKW_STRU_GS | B | GALVANIZED STEEL WATER TANK | WAT | WATER SUPPLY WORKS | TANKW | Water tank | STRU | Structure | GS | Galvanized steel
WAT_TANKW_STRU_SS | B | STAINLESS STEEL WATER TANK | WAT | WATER SUPPLY WORKS | TANKW | Water tank | STRU | Structure | SS | Stainless steel
WAT_TANKW_STRU_OTH | B | STRUCTURE OF WATER TANK (SEE REMRKS) | WAT | WATER SUPPLY WORKS | TANKW | Water tank | STRU | Structure | OTH | Other
WAT_TANKW_INSU_NULL | B | INSULATION OF WATER TANK | WAT | WATER SUPPLY WORKS | TANKW | Water tank | INSU | Insulation | NULL
WAT_TANKW_INSU_FIBRG | B | FIBRE GLASS INSULATION OF WATER TANK | WAT | WATER SUPPLY WORKS | TANKW | Water tank | INSU | Insulation | FIBRG | Fibre-glass
WAT_TANKW_INSU_OTH | B | INSULATION OF WATER TANK (SEE REMARKS) | WAT | WATER SUPPLY WORKS | TANKW | Water tank | INSU | Insulation | OTH | Other
WAT_TANKW_INSU_FOAM | B | FOAM INSULATION OF WATER TANK | WAT | WATER SUPPLY WORKS | TANKW | Water tank | INSU | Insulation | FOAM | Foam
SANI_NULL_NULL_NULL | B | SANITARY FITTING | SANI | Sanitaryware/Fitting | NULL |  | NULL |  | NULL
SANI_BA_NULL_NULL | B | BATH TUBE | SANI | Sanitaryware/Fitting | BA | Bath | NULL |  | NULL
SANI_BA_FIX_NULL | B | BATH TUBE POINTING | SANI | Sanitaryware/Fitting | BA | Bath | FIX | Fixing | NULL
SANI_BA_FIX_OTH | B | BATH TUBE ACCESS PANEL | SANI | Sanitaryware/Fitting | BA | Bath | FIX | Fixing | OTH | Other
SANI_BA_T_NULL | B | WATER TAP OF BATH | SANI | Sanitaryware/Fitting | BA | Bath | T | Taps | NULL
SANI_BA_T_OTH | B | WATER TAP OF BATH (SEE REAMRKS) | SANI | Sanitaryware/Fitting | BA | Bath | T | Taps | OTH | Other
SANI_BA_PC_NULL | B | PLUG & CHAIN OF BATH TUBE | SANI | Sanitaryware/Fitting | BA | Bath | PC | Plug & Chain | NULL
SANI_BA_PC_OTH | B | PLUG & CHAIN OF BATH TUBE (SEE REAMRKS) | SANI | Sanitaryware/Fitting | BA | Bath | PC | Plug & Chain | OTH | Other
SANI_BA_UN_NULL | B | BATH TUBE | SANI | Sanitaryware/Fitting | BA | Bath | UN | Unit | NULL
SANI_BA_UN_OTH | B | BATH TUBE (SEE REMARKS) | SANI | Sanitaryware/Fitting | BA | Bath | UN | Unit | OTH | Other
SANI_DRINK_NULL_NULL | B | DRINKING FOUNTAIN | SANI | Sanitaryware/Fitting | DRINK | Drinking fountain | NULL |  | NULL
SANI_DRINK_FIX_NULL | B | DRINKING FOUNTAIN FILTER | SANI | Sanitaryware/Fitting | DRINK | Drinking fountain | FIX | Fixing | NULL
SANI_DRINK_FIX_OTH | B | DRINKING FOUNTAIN FILTER (SEE REMARKS) | SANI | Sanitaryware/Fitting | DRINK | Drinking fountain | FIX | Fixing | OTH | Other
SANI_DRINK_T_NULL | B | TAPS OF DRINKING FOUNTAIN | SANI | Sanitaryware/Fitting | DRINK | Drinking fountain | T | Taps | NULL
SANI_DRINK_T_OTH | B | NOZZLE OF DRINKING FOUNTAIN | SANI | Sanitaryware/Fitting | DRINK | Drinking fountain | T | Taps | OTH | Other
SANI_DRINK_POIN_NULL | B | POINTING OF DRINKING FOUNTAIN | SANI | Sanitaryware/Fitting | DRINK | Drinking fountain | POIN | Pointing | NULL
SANI_DRINK_POIN_OTH | B | POINTING OF DRINKING FOUNTAIN (SEE REAMRKS) | SANI | Sanitaryware/Fitting | DRINK | Drinking fountain | POIN | Pointing | OTH | Other
SANI_DRINK_UN_NULL | B | DRINKING FOUNTAIN UNIT | SANI | Sanitaryware/Fitting | DRINK | Drinking fountain | UN | Unit | NULL
SANI_DRINK_UN_OTH | B | DRINKING FOUNTAIN UNIT (SEE REAMRKS) | SANI | Sanitaryware/Fitting | DRINK | Drinking fountain | UN | Unit | OTH | Other
SANI_LAUND_NULL_NULL | B | LAUNDRY TRAY | SANI | Sanitaryware/Fitting | LAUND | Laundry tray | NULL |  | NULL
SANI_LAUND_POIN_NULL | B | POINTING OF LAUNDRY TRAY | SANI | Sanitaryware/Fitting | LAUND | Laundry tray | POIN | Pointing | NULL
SANI_LAUND_POIN_OTH | B | POINTING OF LAUNDRY TRAY (SEE REMARKS) | SANI | Sanitaryware/Fitting | LAUND | Laundry tray | POIN | Pointing | OTH | Other
SANI_LAUND_UN_NULL | B | LAUNDRY TRAY UNIT | SANI | Sanitaryware/Fitting | LAUND | Laundry tray | UN | Unit | NULL
SANI_LAUND_UN_OTH | B | LAUNDRY TRAY UNIT (SEE REMARKS) | SANI | Sanitaryware/Fitting | LAUND | Laundry tray | UN | Unit | OTH | Other
SANI_SHO_NULL_NULL | B | SHOWER | SANI | Sanitaryware/Fitting | SHO | Shower | NULL |  | NULL
SANI_SHO_FIX_NULL | B | SHOWER TRAY | SANI | Sanitaryware/Fitting | SHO | Shower | FIX | Fixing | NULL
SANI_SHO_FIX_OTH | B | SHOWER TRAY (SEE REMARKS) | SANI | Sanitaryware/Fitting | SHO | Shower | FIX | Fixing | OTH | Other
SANI_SHO_T_NULL | B | SHOWER TAPS | SANI | Sanitaryware/Fitting | SHO | Shower | T | Taps | NULL
SANI_SHO_T_OTH | B | SHOWER TAPS (SEE REMARKS) | SANI | Sanitaryware/Fitting | SHO | Shower | T | Taps | OTH | Other
SANI_SHO_HD_NULL | B | SHOWER HEAD | SANI | Sanitaryware/Fitting | SHO | Shower | HD | Head | NULL
SANI_SHO_HD_OTH | B | SHOWER HEAD (SEE REMARKS) | SANI | Sanitaryware/Fitting | SHO | Shower | HD | Head | OTH | Other
SANI_SIN_NULL_NULL | B | SINK | SANI | Sanitaryware/Fitting | SIN | Sink | NULL |  | NULL
SANI_SIN_FIX_NULL | B | SINK BRACKET | SANI | Sanitaryware/Fitting | SIN | Sink | FIX | Fixing | NULL
SANI_SIN_FIX_OTH | B | SINK BRACKET (SEE REMARKS) | SANI | Sanitaryware/Fitting | SIN | Sink | FIX | Fixing | OTH | Other
SANI_SIN_T_NULL | B | SINK TAPS | SANI | Sanitaryware/Fitting | SIN | Sink | T | Taps | NULL
SANI_SIN_T_OTH | B | SINK TAPS (SEE REMARKS) | SANI | Sanitaryware/Fitting | SIN | Sink | T | Taps | OTH | Other
SANI_SIN_PC_NULL | B | PLUG & CHAIN | SANI | Sanitaryware/Fitting | SIN | Sink | PC | Plug & Chain | NULL
SANI_SIN_PC_OTH | B | PLUG & CHAIN (SEE REMARKS) | SANI | Sanitaryware/Fitting | SIN | Sink | PC | Plug & Chain | OTH | Other
SANI_SIN_POIN_NULL | B | POINTING OF SINK | SANI | Sanitaryware/Fitting | SIN | Sink | POIN | Pointing | NULL
SANI_SIN_POIN_OTH | B | POINTING OF SINK (SEE REMARKS) | SANI | Sanitaryware/Fitting | SIN | Sink | POIN | Pointing | OTH | Other
SANI_SIN_UN_NULL | B | SINK UNIT | SANI | Sanitaryware/Fitting | SIN | Sink | UN | Unit | NULL
SANI_SIN_UN_OTH | B | SINK UNIT (SEE REMARKS) | SANI | Sanitaryware/Fitting | SIN | Sink | UN | Unit | OTH | Other
SANI_SINS_NULL_NULL | B | SLOP SINK | SANI | Sanitaryware/Fitting | SINS | Slop sink | NULL |  | NULL
SANI_SINS_FIX_NULL | B | FIXING BRACKET OF SLOP SINK | SANI | Sanitaryware/Fitting | SINS | Slop sink | FIX | Fixing | NULL
SANI_SINS_FIX_OTH | B | FIXING BRACKET OF SLOP SINK (SEE REAMRKS) | SANI | Sanitaryware/Fitting | SINS | Slop sink | FIX | Fixing | OTH | Other
SANI_SINS_T_NULL | B | TAP OF SLOP SINK | SANI | Sanitaryware/Fitting | SINS | Slop sink | T | Taps | NULL
SANI_SINS_T_OTH | B | TAP OF SLOP SINK (SEE REMARKS) | SANI | Sanitaryware/Fitting | SINS | Slop sink | T | Taps | OTH | Other
SANI_SINS_PC_NULL | B | PLUG & CHAIN OF SLOP SINK | SANI | Sanitaryware/Fitting | SINS | Slop sink | PC | Plug & Chain | NULL
SANI_SINS_PC_OTH | B | PLUG & CHAIN OF SLOP SINK (SEE REMARKS) | SANI | Sanitaryware/Fitting | SINS | Slop sink | PC | Plug & Chain | OTH | Other
SANI_SINS_POIN_NULL | B | POINTING OF SLOP SINK | SANI | Sanitaryware/Fitting | SINS | Slop sink | POIN | Pointing | NULL
SANI_SINS_POIN_OTH | B | POINTING OF SLOP SINK (SEE REMARKS) | SANI | Sanitaryware/Fitting | SINS | Slop sink | POIN | Pointing | OTH | Other
SANI_SINS_UN_NULL | B | SLOP SINK UNIT | SANI | Sanitaryware/Fitting | SINS | Slop sink | UN | Unit | NULL
SANI_SINS_UN_OTH | B | SLOP SINK UNIT (SEE REAMRKS) | SANI | Sanitaryware/Fitting | SINS | Slop sink | UN | Unit | OTH | Other
SANI_U_NULL_NULL | B | URINAL | SANI | Sanitaryware/Fitting | U | Urinal | NULL |  | NULL
SANI_U_FIX_NULL | B | BRACKET OF UNINAL | SANI | Sanitaryware/Fitting | U | Urinal | FIX | Fixing | NULL
SANI_U_FIX_OTH | B | BRACKET OF UNINAL (SEE REAMRKS) | SANI | Sanitaryware/Fitting | U | Urinal | FIX | Fixing | OTH | Other
SANI_U_CIST_NULL | B | AUTO FLUSHING CISTERN OF URINAL | SANI | Sanitaryware/Fitting | U | Urinal | CIST | Flushing cistern | NULL
SANI_U_CIST_OTH | B | AUTO FLUSHING CISTERN OF URINAL (SEE REMARKS) | SANI | Sanitaryware/Fitting | U | Urinal | CIST | Flushing cistern | OTH | Other
SANI_U_PIFLU_NULL | B | FLUSHING PIPE OF URINAL | SANI | Sanitaryware/Fitting | U | Urinal | PIFLU | Flush pipe | NULL
SANI_U_PIFLU_OTH | B | FLUSHING PIPE OF URINAL (SEE REMARKS) | SANI | Sanitaryware/Fitting | U | Urinal | PIFLU | Flush pipe | OTH | Other
SANI_U_BOW_NULL | B | URINAL BOWL UNIT | SANI | Sanitaryware/Fitting | U | Urinal | BOW | Bowl unit | NULL
SANI_U_BOW_OTH | B | URINAL BOWL UNIT (SEE REMARKS) | SANI | Sanitaryware/Fitting | U | Urinal | BOW | Bowl unit | OTH | Other
SANI_U_TRO_NULL | B | URINAL TROUGH | SANI | Sanitaryware/Fitting | U | Urinal | TRO | Trough unit | NULL
SANI_U_TRO_OTH | B | URINAL TROUGH (SEE REAMRKS) | SANI | Sanitaryware/Fitting | U | Urinal | TRO | Trough unit | OTH | Other
SANI_WB_NULL_NULL | B | WASH HANDBASIN | SANI | Sanitaryware/Fitting | WB | Washbasin | NULL |  | NULL
SANI_WB_FIX_NULL | B | BRACKET OF WASH HANDBASIN | SANI | Sanitaryware/Fitting | WB | Washbasin | FIX | Fixing | NULL
SANI_WB_FIX_OTH | B | BRACKET OF WASH HANDBASIN (SEE REMARKS) | SANI | Sanitaryware/Fitting | WB | Washbasin | FIX | Fixing | OTH | Other
SANI_WB_T_NULL | B | TAP OF WASH HANDBASIN | SANI | Sanitaryware/Fitting | WB | Washbasin | T | Taps | NULL
SANI_WB_T_OTH | B | TAP OF WASH HANDBASIN (SEE REMARKS) | SANI | Sanitaryware/Fitting | WB | Washbasin | T | Taps | OTH | Other
SANI_WB_PC_NULL | B | PLUG & CHAIN OF WASH HANDBASIN | SANI | Sanitaryware/Fitting | WB | Washbasin | PC | Plug & Chain | NULL
SANI_WB_PC_OTH | B | PLUG & CHAIN OF WASH HANDBASIN | SANI | Sanitaryware/Fitting | WB | Washbasin | PC | Plug & Chain | OTH | Other
SANI_WB_POIN_NULL | B | POINTING OF WASH HANDBASIN | SANI | Sanitaryware/Fitting | WB | Washbasin | POIN | Pointing | NULL
SANI_WB_POIN_OTH | B | POINTING OF WASH HANDBASIN (SEE REMARKS) | SANI | Sanitaryware/Fitting | WB | Washbasin | POIN | Pointing | OTH | Other
SANI_WB_UN_NULL | B | WASH HANDBASIN UNIT | SANI | Sanitaryware/Fitting | WB | Washbasin | UN | Unit | NULL
SANI_WB_UN_OTH | B | WASH HANDBASIN UNIT (SEE REAMRKS) | SANI | Sanitaryware/Fitting | WB | Washbasin | UN | Unit | OTH | Other
SANI_WC_NULL_NULL | B | WATER CLOSET | SANI | Sanitaryware/Fitting | WC | Watercloset | NULL |  | NULL
SANI_WC_FIX_NULL | B | WATER CLOSET UNIT | SANI | Sanitaryware/Fitting | WC | Watercloset | FIX | Fixing | NULL
SANI_WC_FIX_OTH | B | WATER CLOSET (SEE REAMRKS) | SANI | Sanitaryware/Fitting | WC | Watercloset | FIX | Fixing | OTH | Other
SANI_WC_CIST_NULL | B | FLUSHING CISTERN OF WATER CLOSET | SANI | Sanitaryware/Fitting | WC | Watercloset | CIST | Flushing cistern | NULL
SANI_WC_CIST_OTH | B | FLUSHING CISTERN OF WATER CLOSET (SEE REAMRKS) | SANI | Sanitaryware/Fitting | WC | Watercloset | CIST | Flushing cistern | OTH | Other
SANI_WC_PULL_NULL | B | PULLING CHAIN OF WATER CLOSET | SANI | Sanitaryware/Fitting | WC | Watercloset | PULL | Pull/Handle | NULL
SANI_WC_PULL_OTH | B | PULLING HANDLE OF WATER CLOSET | SANI | Sanitaryware/Fitting | WC | Watercloset | PULL | Pull/Handle | OTH | Other
SANI_WC_PIFLU_NULL | B | FLUSHING PIPE OF WATER CLOSET | SANI | Sanitaryware/Fitting | WC | Watercloset | PIFLU | Flush pipe | NULL
SANI_WC_PIFLU_OTH | B | FLUSHING PIPE OF WATER CLOSET (SEE REMARKS) | SANI | Sanitaryware/Fitting | WC | Watercloset | PIFLU | Flush pipe | OTH | Other
SANI_WC_ASIA_NULL | B | ASIATIC TYPE WATERCLOSET UNIT | SANI | Sanitaryware/Fitting | WC | Watercloset | ASIA | Asiatic unit | NULL
SANI_WC_ASIA_OTH | B | ASIATIC TYPE WATERCLOSET UNIT (SEE REMARKS) | SANI | Sanitaryware/Fitting | WC | Watercloset | ASIA | Asiatic unit | OTH | Other
SANI_WC_WEST_NULL | B | WESTERN TYPE WATERCLOSET UNIT | SANI | Sanitaryware/Fitting | WC | Watercloset | WEST | Western unit | NULL
SANI_WC_WEST_OTH | B | WESTERN TYPE WATERCLOSET UNIT (SEE REMARKS) | SANI | Sanitaryware/Fitting | WC | Watercloset | WEST | Western unit | OTH | Other
SANI_WC_COV_NULL | B | COVER OF WATERCLOSET | SANI | Sanitaryware/Fitting | WC | Watercloset | COV | Cover | NULL
SANI_WC_COV_OTH | B | SEAT & COVER OF WATERCLOSET | SANI | Sanitaryware/Fitting | WC | Watercloset | COV | Cover | OTH | Other
SANI_WC_SE_NULL | B | SEAT OF WATERCLOSET | SANI | Sanitaryware/Fitting | WC | Watercloset | SE | Seat | NULL
SANI_WC_SE_OTH | B | SEAT OF WATERCLOSET (SEE REAMRKS) | SANI | Sanitaryware/Fitting | WC | Watercloset | SE | Seat | OTH | Other
SANI_WH_NULL_NULL | B | WATERHEATER | SANI | Sanitaryware/Fitting | WH | Waterheater | NULL |  | NULL
SANI_WH_TYHX_NULL | B | HEAT EXCHANGE TYPE WATERHEATER | SANI | Sanitaryware/Fitting | WH | Waterheater | TYHX | Heat exchange type | NULL
SANI_WH_TYHX_OTH | B | HEAT EXCHANGE TYPE WATERHEATER (SEE REAMRKS) | SANI | Sanitaryware/Fitting | WH | Waterheater | TYHX | Heat exchange type | OTH | Other
SANI_WH_TYINS_NULL | B | INSTANTANEOUSE TYPE WATERHEATER | SANI | Sanitaryware/Fitting | WH | Waterheater | TYINS | Instantaneous type | NULL
SANI_WH_TYINS_OTH | B | INSTANTANEOUSE TYPE WATERHEATER (SEE REMARKS) | SANI | Sanitaryware/Fitting | WH | Waterheater | TYINS | Instantaneous type | OTH | Other
SANI_WH_TYSTO_NULL | B | STORAGE TYPE WATERHEATER | SANI | Sanitaryware/Fitting | WH | Waterheater | TYSTO | Storage type | NULL
SANI_WH_TYSTO_OTH | B | STORAGE TYPE WATERHEATER (SEE REMARKS) | SANI | Sanitaryware/Fitting | WH | Waterheater | TYSTO | Storage type | OTH | Other
SANI_SANI_NULL_NULL | B | SANITARY FITTINGS | SANI | Sanitaryware/Fitting | SANI | Sanitary fittings | NULL |  | NULL
SANI_SANI_SD_NULL | B | SOAP DISPENSER | SANI | Sanitaryware/Fitting | SANI | Sanitary fittings | SD | Soap dispenser | NULL
SANI_SANI_SD_OTH | B | SOAP DISPENSER (SEE REAMRKS) | SANI | Sanitaryware/Fitting | SANI | Sanitary fittings | SD | Soap dispenser | OTH | Other
SANI_SANI_PH_NULL | B | PAPER HOLDER | SANI | Sanitaryware/Fitting | SANI | Sanitary fittings | PH | Paper holder | NULL
SANI_SANI_PH_OTH | B | PAPER HOLDER (SEE REAMRKS) | SANI | Sanitaryware/Fitting | SANI | Sanitary fittings | PH | Paper holder | OTH | Other
SANI_SANI_WD_NULL | B | WASTE DISPENSER | SANI | Sanitaryware/Fitting | SANI | Sanitary fittings | WD | Waste dispenser | NULL
SANI_SANI_WD_OTH | B | WASTE DISPENSER (SEE REAMRKS) | SANI | Sanitaryware/Fitting | SANI | Sanitary fittings | WD | Waste dispenser | OTH | Other
SANI_SANI_WHA_NULL | B | WALL HUNG ASHTRAY | SANI | Sanitaryware/Fitting | SANI | Sanitary fittings | WHA | Wall hung ashtray | NULL
SANI_SANI_WHA_OTH | B | WALL HUNG ASHTRAY (SEE REAMRKS) | SANI | Sanitaryware/Fitting | SANI | Sanitary fittings | WHA | Wall hung ashtray | OTH | Other
SANI_SANI_TRSO_NULL | B | SOAP TRAY | SANI | Sanitaryware/Fitting | SANI | Sanitary fittings | TRSO | Soap tray | NULL
SANI_SANI_TRSO_OTH | B | SOAP TRAY (SEE REAMRKS) | SANI | Sanitaryware/Fitting | SANI | Sanitary fittings | TRSO | Soap tray | OTH | Other
SANI_SANI_WHWT_NULL | B | WALL HUNG WASTE TRAY | SANI | Sanitaryware/Fitting | SANI | Sanitary fittings | WHWT | Wall hung waste tray | NULL
SANI_SANI_WHWT_OTH | B | WALL HUNG WASTE TRAY (SEE REAMRKS) | SANI | Sanitaryware/Fitting | SANI | Sanitary fittings | WHWT | Wall hung waste tray | OTH | Other
SANI_SANI_OTH_NULL | B | SANITARY FITTINGS (SEE REAMRKS) | SANI | Sanitaryware/Fitting | SANI | Sanitary fittings | OTH | Other | NULL
SANI_SANI_OTH_OTH | B | TOWEL RAIL | SANI | Sanitaryware/Fitting | SANI | Sanitary fittings | OTH | Other | OTH | Other
SANI_SANI_PREVE_NULL | B | BACKFLOW PREVENTOR | SANI | Sanitaryware/Fitting | SANI | Sanitary fittings | PREVE | Backflow preventor | NULL
SANI_SANI_PREVE_OTH | B | BACKFLOW PREVENTOR (SEE REAMRKS) | SANI | Sanitaryware/Fitting | SANI | Sanitary fittings | PREVE | Backflow preventor | OTH | Other
SANI_SANI_COC_NULL | B | COCK | SANI | Sanitaryware/Fitting | SANI | Sanitary fittings | COC | Cock | NULL
SANI_SANI_COC_OTH | B | COCK (SEE REAMRKS) | SANI | Sanitaryware/Fitting | SANI | Sanitary fittings | COC | Cock | OTH | Other
SANI_SANI_GAUG_NULL | B | PRESSURE GAUGE | SANI | Sanitaryware/Fitting | SANI | Sanitary fittings | GAUG | Pressure gauge | NULL
SANI_SANI_GAUG_OTH | B | PRESSURE GAUGE (SEE REAMRKS) | SANI | Sanitaryware/Fitting | SANI | Sanitary fittings | GAUG | Pressure gauge | OTH | Other
FF_NULL_NULL_NULL | B | FIXTURES | FF | Fixtures & Fittings | NULL |  | NULL |  | NULL
FF_DR_NULL_NULL | B | DOOR | FF | Fixtures & Fittings | DR | Door | NULL |  | NULL
FF_DR_STRU_NULL | B | DOOR STRUCTURE | FF | Fixtures & Fittings | DR | Door | STRU | Structure | NULL
FF_DR_STRU_S | B | STEEL DOOR | FF | Fixtures & Fittings | DR | Door | STRU | Structure | S | Steel
FF_DR_STRU_GLA | B | GLASS DOOR | FF | Fixtures & Fittings | DR | Door | STRU | Structure | GLA | Glass
FF_DR_STRU_TIM | B | WOODEN DOOR | FF | Fixtures & Fittings | DR | Door | STRU | Structure | TIM | Timber
FF_DR_STRU_OTH | B | DOOR (SEE REMARKS) | FF | Fixtures & Fittings | DR | Door | STRU | Structure | OTH | Other
FF_DR_STRU_AL | B | ALUMINIUM DOOR | FF | Fixtures & Fittings | DR | Door | STRU | Structure | AL | Aluminium
FF_DR_IRON_NULL | B | DOOR IRONMONERY | FF | Fixtures & Fittings | DR | Door | IRON | Ironmongery | NULL
FF_DR_IRON_SLID | B | SLIDING TRACK OF DOOR | FF | Fixtures & Fittings | DR | Door | IRON | Ironmongery | SLID | Sliding track
FF_DR_IRON_LOC | B | DOOR LOCK | FF | Fixtures & Fittings | DR | Door | IRON | Ironmongery | LOC | Lock
FF_DR_IRON_LAT | B | DOOR LATCH | FF | Fixtures & Fittings | DR | Door | IRON | Ironmongery | LAT | Latch
FF_DR_IRON_BOLT | B | DOOR BOLT | FF | Fixtures & Fittings | DR | Door | IRON | Ironmongery | BOLT | Bolt
FF_DR_IRON_HAN | B | DOOR HANDLE | FF | Fixtures & Fittings | DR | Door | IRON | Ironmongery | HAN | Handle
FF_DR_IRON_PLATC | B | DOOR COVERPLATE | FF | Fixtures & Fittings | DR | Door | IRON | Ironmongery | PLATC | Coverplate
FF_DR_IRON_PLATP | B | DOOR PUSH PLATE | FF | Fixtures & Fittings | DR | Door | IRON | Ironmongery | PLATP | Push plate
FF_DR_IRON_CLOSE | B | DOOR CLOSER | FF | Fixtures & Fittings | DR | Door | IRON | Ironmongery | CLOSE | Closer/Floor spring
FF_DR_IRON_HIN | B | DOOR HINGE | FF | Fixtures & Fittings | DR | Door | IRON | Ironmongery | HIN | Hinge
FF_DR_IRON_PLATK | B | DOOR KICKING PLATE | FF | Fixtures & Fittings | DR | Door | IRON | Ironmongery | PLATK | Kicking plate
FF_DR_IRON_CHA | B | DOOR CHAIN | FF | Fixtures & Fittings | DR | Door | IRON | Ironmongery | CHA | Chain
FF_DR_IRON_OTH | B | DOOR IRONMONERY (SEE REMARKS) | FF | Fixtures & Fittings | DR | Door | IRON | Ironmongery | OTH | Other
FF_DR_GZ_NULL | B | DOOR GLAZING | FF | Fixtures & Fittings | DR | Door | GZ | Glazing | NULL
FF_DR_GZ_GZD | B | DOOR DOUBLE GLAZING | FF | Fixtures & Fittings | DR | Door | GZ | Glazing | GZD | Double glazing
FF_DR_GZ_GZS | B | DOOR GLASS | FF | Fixtures & Fittings | DR | Door | GZ | Glazing | GZS | Single glazing
FF_DR_GZ_GZR | B | DOOR REFLECTIVE GLASS | FF | Fixtures & Fittings | DR | Door | GZ | Glazing | GZR | Reflective glazing
FF_DR_GZ_GZM | B | DOOR MIRROR GLAZEING | FF | Fixtures & Fittings | DR | Door | GZ | Glazing | GZM | Mirror glazing
FF_DR_GZ_OTH | B | DOOR GLAZING (SEE REMARKS) | FF | Fixtures & Fittings | DR | Door | GZ | Glazing | OTH | Other
FF_DR_TRIM_NULL | B | DOOR FRAME | FF | Fixtures & Fittings | DR | Door | TRIM | Trim | NULL
FF_DR_TRIM_LIN | B | DOOR FRAME LINING | FF | Fixtures & Fittings | DR | Door | TRIM | Trim | LIN | Lining
FF_DR_TRIM_ARCH | B | DOOR FRAME ARCHITRAVE | FF | Fixtures & Fittings | DR | Door | TRIM | Trim | ARCH | Architrave
FF_DR_TRIM_OTH | B | DOOR FRAME (SEE REMARKS) | FF | Fixtures & Fittings | DR | Door | TRIM | Trim | OTH | Other
FF_DR_POIN_NULL | B | POINTING OF DOOR | FF | Fixtures & Fittings | DR | Door | POIN | Pointing | NULL
FF_DR_POIN_MAS | B | MASTIC POINT OF DOOR | FF | Fixtures & Fittings | DR | Door | POIN | Pointing | MAS | Mastic
FF_DR_POIN_SI | B | SILICONE POINT OF DDOR | FF | Fixtures & Fittings | DR | Door | POIN | Pointing | SI | Silicone
FF_DR_POIN_OTH | B | POINTING OF DDOR(SEE REMARKS) | FF | Fixtures & Fittings | DR | Door | POIN | Pointing | OTH | Other
FF_WIN_NULL_NULL | B | WINDOW | FF | Fixtures & Fittings | WIN | Window | NULL |  | NULL
FF_WIN_STRU_NULL | B | STRUCTURE OF WINDOW | FF | Fixtures & Fittings | WIN | Window | STRU | Structure | NULL
FF_WIN_STRU_S | B | STEEL WINDOW | FF | Fixtures & Fittings | WIN | Window | STRU | Structure | S | Steel
FF_WIN_STRU_TIM | B | TIMBER WINDOW | FF | Fixtures & Fittings | WIN | Window | STRU | Structure | TIM | Timber
FF_WIN_STRU_OTH | B | WINDOW (SEE REMARKS) | FF | Fixtures & Fittings | WIN | Window | STRU | Structure | OTH | Other
FF_WIN_STRU_AL | B | ALUMINIUM WINDOW | FF | Fixtures & Fittings | WIN | Window | STRU | Structure | AL | Aluminium
FF_WIN_IRON_NULL | B | IRONMONGERY OF WINDOW | FF | Fixtures & Fittings | WIN | Window | IRON | Ironmongery | NULL
FF_WIN_IRON_LOC | B | LOCK OF WINDOW | FF | Fixtures & Fittings | WIN | Window | IRON | Ironmongery | LOC | Lock
FF_WIN_IRON_LAT | B | LATCH OF WINDOW | FF | Fixtures & Fittings | WIN | Window | IRON | Ironmongery | LAT | Latch
FF_WIN_IRON_HAN | B | HANDLE OF WINDOW | FF | Fixtures & Fittings | WIN | Window | IRON | Ironmongery | HAN | Handle
FF_WIN_IRON_HIN | B | HINGE OF WINDOW | FF | Fixtures & Fittings | WIN | Window | IRON | Ironmongery | HIN | Hinge
FF_WIN_IRON_STA | B | WINDOW STAY | FF | Fixtures & Fittings | WIN | Window | IRON | Ironmongery | STA | Stay
FF_WIN_IRON_GEARW | B | WINDOW OPENNING GEAR | FF | Fixtures & Fittings | WIN | Window | IRON | Ironmongery | GEARW | Winding gear
FF_WIN_IRON_GRI | B | WINDOW GRILL | FF | Fixtures & Fittings | WIN | Window | IRON | Ironmongery | GRI | Grill
FF_WIN_IRON_HOOK | B | HOOK OF WINDOW | FF | Fixtures & Fittings | WIN | Window | IRON | Ironmongery | HOOK | Hook
FF_WIN_IRON_BURG | B | BURGLAR BAR OF WINDOW | FF | Fixtures & Fittings | WIN | Window | IRON | Ironmongery | BURG | Burglar bar
FF_WIN_IRON_OTH | B | WINDOWS IRONMONGERY | FF | Fixtures & Fittings | WIN | Window | IRON | Ironmongery | OTH | Other
FF_WIN_GZ_NULL | B | GLAZING OF WINDOW | FF | Fixtures & Fittings | WIN | Window | GZ | Glazing | NULL
FF_WIN_GZ_GZD | B | DOUBLE GLAZING OF WINDOW | FF | Fixtures & Fittings | WIN | Window | GZ | Glazing | GZD | Double glazing
FF_WIN_GZ_GZS | B | SINGLE GLAZING OF WINDOW | FF | Fixtures & Fittings | WIN | Window | GZ | Glazing | GZS | Single glazing
FF_WIN_GZ_GZR | B | REFLECT GLAZING OF WINDOW | FF | Fixtures & Fittings | WIN | Window | GZ | Glazing | GZR | Reflective glazing
FF_WIN_GZ_GZM | B | MIRROR GLAZING OF WINDOW | FF | Fixtures & Fittings | WIN | Window | GZ | Glazing | GZM | Mirror glazing
FF_WIN_GZ_OTH | B | GLAZING OF WINDOW | FF | Fixtures & Fittings | WIN | Window | GZ | Glazing | OTH | Other
FF_WIN_TRIM_NULL | B | TRIM OF WINDOW | FF | Fixtures & Fittings | WIN | Window | TRIM | Trim | NULL
FF_WIN_TRIM_LIN | B | LINING OF WINDOW | FF | Fixtures & Fittings | WIN | Window | TRIM | Trim | LIN | Lining
FF_WIN_TRIM_ARCH | B | ARCHITRAVE OF WINDOW | FF | Fixtures & Fittings | WIN | Window | TRIM | Trim | ARCH | Architrave
FF_WIN_TRIM_WEA | B | WEATHERBOARD OF WINDOW | FF | Fixtures & Fittings | WIN | Window | TRIM | Trim | WEA | Weatherboard
FF_WIN_TRIM_MESH | B | INSERT SCREEN OF WINDOW | FF | Fixtures & Fittings | WIN | Window | TRIM | Trim | MESH | Weld mesh/Insect screen
FF_WIN_TRIM_BLIND | B | VENETIAN BLINDS OF WINDOW | FF | Fixtures & Fittings | WIN | Window | TRIM | Trim | BLIND | Venetian Blinds
FF_WIN_TRIM_SHUT | B | SHUTTERS OF WINDOW | FF | Fixtures & Fittings | WIN | Window | TRIM | Trim | SHUT | Shutters
FF_WIN_TRIM_OTH | B | WINDOW TRIM (SEE REMARK) | FF | Fixtures & Fittings | WIN | Window | TRIM | Trim | OTH | Other
FF_WIN_POIN_NULL | B | POINTING OF WINDOW | FF | Fixtures & Fittings | WIN | Window | POIN | Pointing | NULL
FF_WIN_POIN_SI | B | SILICONE POINT OF WINDOW | FF | Fixtures & Fittings | WIN | Window | POIN | Pointing | SI | Silicone
FF_WIN_POIN_OTH | B | POINTING OF WINDOW (SEE REMARK) | FF | Fixtures & Fittings | WIN | Window | POIN | Pointing | OTH | Other
FF_ROLL_NULL_NULL | B | ROLLER SHUTTER | FF | Fixtures & Fittings | ROLL | Roller shutter | NULL |  | NULL
FF_ROLL_STRU_NULL | B | STRUCTURE OF ROLLER SHUTTER | FF | Fixtures & Fittings | ROLL | Roller shutter | STRU | Structure | NULL
FF_ROLL_STRU_GS | B | GALVANIZED STEEL ROLLER SHUTTER | FF | Fixtures & Fittings | ROLL | Roller shutter | STRU | Structure | GS | Galvanized steel
FF_ROLL_STRU_OTH | B | STRUCTURE OF ROLLER SHUTTER (SEE REMARK) | FF | Fixtures & Fittings | ROLL | Roller shutter | STRU | Structure | OTH | Other
FF_ROLL_M_NULL | B | MOTOR OF ROLLER SHUTTER | FF | Fixtures & Fittings | ROLL | Roller shutter | M | Motor | NULL
FF_ROLL_M_OTH | B | MOTOR OF ROLLER SHUTTER (SEE REMARK) | FF | Fixtures & Fittings | ROLL | Roller shutter | M | Motor | OTH | Other
FF_ROLL_IRON_NULL | B | IRONMONGERY OF ROLLER SHUTTER | FF | Fixtures & Fittings | ROLL | Roller shutter | IRON | Ironmongery | NULL
FF_ROLL_IRON_LOC | B | LOCK OF ROLLER SHUTTER | FF | Fixtures & Fittings | ROLL | Roller shutter | IRON | Ironmongery | LOC | Lock
FF_ROLL_IRON_HIN | B | HINGE OF ROLLER SHUTTER | FF | Fixtures & Fittings | ROLL | Roller shutter | IRON | Ironmongery | HIN | Hinge
FF_ROLL_IRON_OTH | B | IRONMONGERY OF ROLLER SHUTTER (SEE REMARK) | FF | Fixtures & Fittings | ROLL | Roller shutter | IRON | Ironmongery | OTH | Other
FF_ROLL_TRIM_NULL | B | TRIM OF ROLLER SHUTTER | FF | Fixtures & Fittings | ROLL | Roller shutter | TRIM | Trim | NULL
FF_ROLL_TRIM_LIN | B | LINING OF ROLLER SHUTTER | FF | Fixtures & Fittings | ROLL | Roller shutter | TRIM | Trim | LIN | Lining
FF_ROLL_TRIM_OTH | B | TRIM OF ROLLER SHUTTER (SEE REMARK) | FF | Fixtures & Fittings | ROLL | Roller shutter | TRIM | Trim | OTH | Other
FF_ROLL_RAGU_NULL | B | GUIDE RAIL OF ROLLER SHUTTER | FF | Fixtures & Fittings | ROLL | Roller shutter | RAGU | Guide rail | NULL
FF_ROLL_RAGU_OTH | B | GUIDE RAIL OF ROLLER SHUTTER (SEE REMARK) | FF | Fixtures & Fittings | ROLL | Roller shutter | RAGU | Guide rail | OTH | Other
FF_GCOL_NULL_NULL | B | COLLAPSABLE GATE | FF | Fixtures & Fittings | GCOL | Collapsable gate | NULL |  | NULL
FF_GCOL_STRU_NULL | B | STRUCTURE OF COLLAPSABLE GATE | FF | Fixtures & Fittings | GCOL | Collapsable gate | STRU | Structure | NULL
FF_GCOL_STRU_GS | B | GALVANIZED STEEL COLLAPSABLE GATE | FF | Fixtures & Fittings | GCOL | Collapsable gate | STRU | Structure | GS | Galvanized steel
FF_GCOL_STRU_OTH | B | STRUCTURE OF COLLAPSABLE GATE (SEE REMARK) | FF | Fixtures & Fittings | GCOL | Collapsable gate | STRU | Structure | OTH | Other
FF_GCOL_IRON_NULL | B | IRONMONGERY OF COLLAPSABLE GATE | FF | Fixtures & Fittings | GCOL | Collapsable gate | IRON | Ironmongery | NULL
FF_GCOL_IRON_LOC | B | LOCK OF COLLAPSABLE GATE | FF | Fixtures & Fittings | GCOL | Collapsable gate | IRON | Ironmongery | LOC | Lock
FF_GCOL_IRON_LAT | B | LATCH OF COLLAPSABLE GATE | FF | Fixtures & Fittings | GCOL | Collapsable gate | IRON | Ironmongery | LAT | Latch
FF_GCOL_IRON_BOLT | B | BOLT OF COLLAPSABLE GATE | FF | Fixtures & Fittings | GCOL | Collapsable gate | IRON | Ironmongery | BOLT | Bolt
FF_GCOL_IRON_HAN | B | HANDLE OF COLLAPSABLE GATE | FF | Fixtures & Fittings | GCOL | Collapsable gate | IRON | Ironmongery | HAN | Handle
FF_GCOL_IRON_OTH | B | IRONMONGERY OF COLLAPSABLE GATE (SEE REMARK) | FF | Fixtures & Fittings | GCOL | Collapsable gate | IRON | Ironmongery | OTH | Other
FF_GCOL_TRIM_NULL | B | TRIM OF COLLAPSABLE GATE | FF | Fixtures & Fittings | GCOL | Collapsable gate | TRIM | Trim | NULL
FF_GCOL_TRIM_LIN | B | TRIM LINING OF COLLAPSABLE GATE | FF | Fixtures & Fittings | GCOL | Collapsable gate | TRIM | Trim | LIN | Lining
FF_GCOL_TRIM_ARCH | B | TRIM ARCHITRAVE OF COLLAPSABLE GATE | FF | Fixtures & Fittings | GCOL | Collapsable gate | TRIM | Trim | ARCH | Architrave
FF_GCOL_TRIM_OTH | B | TRIM OF COLLAPSABLE GATE(SEE REMARK) | FF | Fixtures & Fittings | GCOL | Collapsable gate | TRIM | Trim | OTH | Other
FF_WLCUR_NULL_NULL | B | CURTAIN WALLING | FF | Fixtures & Fittings | WLCUR | Curtain walling | NULL |  | NULL
FF_WLCUR_INSU_NULL | B | INSULATION OF CURTAIN WALLING | FF | Fixtures & Fittings | WLCUR | Curtain walling | INSU | Insulation | NULL
FF_WLCUR_INSU_EXPPS | B | EXPANDED POLYSTYRENE INSULATION OF CURTAIN WALLING | FF | Fixtures & Fittings | WLCUR | Curtain walling | INSU | Insulation | EXPPS | Expanded polystyrene
FF_WLCUR_INSU_EXTPS | B | EXTRUDED POLYSTYRENE INSULATION OF CURTAIN WALLING | FF | Fixtures & Fittings | WLCUR | Curtain walling | INSU | Insulation | EXTPS | Extruded polystyrene
FF_WLCUR_INSU_FIBRG | B | FIBRE-GLASS INSULATION OF CURTAIN WALLING | FF | Fixtures & Fittings | WLCUR | Curtain walling | INSU | Insulation | FIBRG | Fibre-glass
FF_WLCUR_INSU_FOG | B | FOAMED GLASS INSULATION OF CURTAIN WALLING | FF | Fixtures & Fittings | WLCUR | Curtain walling | INSU | Insulation | FOG | Foamed glass
FF_WLCUR_INSU_OTH | B | INSULATION OF CURTAIN WALLING (SEE REMARK) | FF | Fixtures & Fittings | WLCUR | Curtain walling | INSU | Insulation | OTH | Other
FF_WLCUR_FINXP_NULL | B | FINISHING OF CURTAIN WALLING | FF | Fixtures & Fittings | WLCUR | Curtain walling | FINXP | Finish (Excl. plaster) | NULL
FF_WLCUR_FINXP_GRAN | B | GRANITE FINISHING OF CURTAIN WALLING | FF | Fixtures & Fittings | WLCUR | Curtain walling | FINXP | Finish (Excl. plaster) | GRAN | Granite
FF_WLCUR_FINXP_SANDS | B | SANDSTONE FINISHING OF CURTAIN WALLING | FF | Fixtures & Fittings | WLCUR | Curtain walling | FINXP | Finish (Excl. plaster) | SANDS | Sandstone
FF_WLCUR_FINXP_MAR | B | MARBLE FINISHING OF CURTAIN WALLING | FF | Fixtures & Fittings | WLCUR | Curtain walling | FINXP | Finish (Excl. plaster) | MAR | Marble
FF_WLCUR_FINXP_GZR | B | REFLECTIVE GLAZING FINISHING OF CURTAIN WALLING | FF | Fixtures & Fittings | WLCUR | Curtain walling | FINXP | Finish (Excl. plaster) | GZR | Reflective glazing
FF_WLCUR_FINXP_GZM | B | MIRROR GLAZING FINISHING OF CURTAIN WALLING | FF | Fixtures & Fittings | WLCUR | Curtain walling | FINXP | Finish (Excl. plaster) | GZM | Mirror glazing
FF_WLCUR_FINXP_LS | B | LIMESTONE FINISHING OF CURTAIN WALLING | FF | Fixtures & Fittings | WLCUR | Curtain walling | FINXP | Finish (Excl. plaster) | LS | Limestone
FF_WLCUR_FINXP_QTZ | B | QUARTZITE FINISHING OF CURTAIN WALLING | FF | Fixtures & Fittings | WLCUR | Curtain walling | FINXP | Finish (Excl. plaster) | QTZ | Quartzite
FF_WLCUR_FINXP_OTH | B | FINISHING OF CURTAIN WALLING (SEE REMARK) | FF | Fixtures & Fittings | WLCUR | Curtain walling | FINXP | Finish (Excl. plaster) | OTH | Other
FF_WLCUR_FRM_NULL | B | FRAME OF CURTAIN WALLING | FF | Fixtures & Fittings | WLCUR | Curtain walling | FRM | Frame | NULL
FF_WLCUR_FRM_SS | B | STAINLESS STEEL FRAME OF CURTAIN WALLING | FF | Fixtures & Fittings | WLCUR | Curtain walling | FRM | Frame | SS | Stainless steel
FF_WLCUR_FRM_OTH | B | FRAME OF CURTAIN WALLING (SEE REAMRK) | FF | Fixtures & Fittings | WLCUR | Curtain walling | FRM | Frame | OTH | Other
FF_WLCUR_FRM_AL | B | ALUMINIUM FRAME OF CURTAIN WALLING | FF | Fixtures & Fittings | WLCUR | Curtain walling | FRM | Frame | AL | Aluminium
FF_CLGS_NULL_NULL | B | SUSPENDED CEILING | FF | Fixtures & Fittings | CLGS | Suspended ceiling | NULL |  | NULL
FF_CLGS_FRM_NULL | B | FRAME OF SUSPENDED CEILING | FF | Fixtures & Fittings | CLGS | Suspended ceiling | FRM | Frame | NULL
FF_CLGS_FRM_OTH | B | FRAME OF SUSPENDED CEILING (SEE REMARK) | FF | Fixtures & Fittings | CLGS | Suspended ceiling | FRM | Frame | OTH | Other
FF_CLGS_FRM_MSS | B | METAL FRAME OF SUSPENDED CEILING | FF | Fixtures & Fittings | CLGS | Suspended ceiling | FRM | Frame | MSS | Metal suspension system
FF_CLGS_PAN_NULL | B | PANEL OF SUSPENDED CEILING | FF | Fixtures & Fittings | CLGS | Suspended ceiling | PAN | Panel | NULL
FF_CLGS_PAN_TIM | B | TIMBER RANEL OF SUSPENDED CEILING | FF | Fixtures & Fittings | CLGS | Suspended ceiling | PAN | Panel | TIM | Timber
FF_CLGS_PAN_SP | B | PRESSED STEEL PANEL OF SUSPENDED CEILING | FF | Fixtures & Fittings | CLGS | Suspended ceiling | PAN | Panel | SP | Pressed steel
FF_CLGS_PAN_OTH | B | PANEL OF SUSPENDED CEILING (SEE REMARK) | FF | Fixtures & Fittings | CLGS | Suspended ceiling | PAN | Panel | OTH | Other
FF_CLGS_PAN_AL | B | ALUMINIUM PANEL OF SUSPENDED CEILING | FF | Fixtures & Fittings | CLGS | Suspended ceiling | PAN | Panel | AL | Aluminium
FF_PARMV_NULL_NULL | B | DRY WALL | FF | Fixtures & Fittings | PARMV | Moveable partition | NULL |  | NULL
FF_PARMV_STRU_NULL | B | STRUCTURE OF DRY WALL | FF | Fixtures & Fittings | PARMV | Moveable partition | STRU | Structure | NULL
FF_PARMV_STRU_TIM | B | TIMBER OF DRY WALL | FF | Fixtures & Fittings | PARMV | Moveable partition | STRU | Structure | TIM | Timber
FF_PARMV_STRU_PSYS | B | PROPRIETARY DRY WALL SYSTEM | FF | Fixtures & Fittings | PARMV | Moveable partition | STRU | Structure | PSYS | Proprietary system
FF_PARMV_STRU_OTH | B | STRUCTURE OF DRY WALL (SEE REMARK) | FF | Fixtures & Fittings | PARMV | Moveable partition | STRU | Structure | OTH | Other
FF_PARMV_IRON_NULL | B | IRONMONGERY OF DRY WALL | FF | Fixtures & Fittings | PARMV | Moveable partition | IRON | Ironmongery | NULL
FF_PARMV_IRON_SLID | B | SLIDING TRACK OF DRY WALL | FF | Fixtures & Fittings | PARMV | Moveable partition | IRON | Ironmongery | SLID | Sliding track
FF_PARMV_IRON_LOC | B | LOCK OF DRY WALL | FF | Fixtures & Fittings | PARMV | Moveable partition | IRON | Ironmongery | LOC | Lock
FF_PARMV_IRON_LAT | B | LATCH OF DRY WALL | FF | Fixtures & Fittings | PARMV | Moveable partition | IRON | Ironmongery | LAT | Latch
FF_PARMV_IRON_HAN | B | HANDLE OF DRY WALL | FF | Fixtures & Fittings | PARMV | Moveable partition | IRON | Ironmongery | HAN | Handle
FF_PARMV_IRON_OTH | B | IRONMONGERY OF DRY WALL (SEE REMARK) | FF | Fixtures & Fittings | PARMV | Moveable partition | IRON | Ironmongery | OTH | Other
FF_PARMV_TRIM_NULL | B | TRIM OF DRY WALL | FF | Fixtures & Fittings | PARMV | Moveable partition | TRIM | Trim | NULL
FF_PARMV_TRIM_LIN | B | TRIM LINING OF DRY WALL | FF | Fixtures & Fittings | PARMV | Moveable partition | TRIM | Trim | LIN | Lining
FF_PARMV_TRIM_ARCH | B | TRIM ARCHITRAVE OF DRY WALL | FF | Fixtures & Fittings | PARMV | Moveable partition | TRIM | Trim | ARCH | Architrave
FF_PARMV_TRIM_OTH | B | TRIM OF DRY WALL (SEE REMARK) | FF | Fixtures & Fittings | PARMV | Moveable partition | TRIM | Trim | OTH | Other
FF_PARCU_NULL_NULL | B | CUBICLE PARTITION | FF | Fixtures & Fittings | PARCU | Cubicle partition | NULL |  | NULL
FF_PARCU_STRU_NULL | B | STRUCTURE OF CUBICLE PARTITION | FF | Fixtures & Fittings | PARCU | Cubicle partition | STRU | Structure | NULL
FF_PARCU_STRU_OTH | B | STRUCTURE OF CUBICLE PARTITION (SEE REMARK) | FF | Fixtures & Fittings | PARCU | Cubicle partition | STRU | Structure | OTH | Other
FF_PARCU_FIX_NULL | B | FIXING OF CUBICLE PARTITION | FF | Fixtures & Fittings | PARCU | Cubicle partition | FIX | Fixing | NULL
FF_PARCU_FIX_OTH | B | FIXING OF CUBICLE PARTITION (SEE REMARK) | FF | Fixtures & Fittings | PARCU | Cubicle partition | FIX | Fixing | OTH | Other
FF_NB_NULL_NULL | B | NOTICE BOARD | FF | Fixtures & Fittings | NB | Noticeboard | NULL |  | NULL
FF_NB_FRM_NULL | B | NOTICE BOARD FRAME | FF | Fixtures & Fittings | NB | Noticeboard | FRM | Frame | NULL
FF_NB_FRM_OTH | B | NOTICE BOARD FRAME (SEE REMARK) | FF | Fixtures & Fittings | NB | Noticeboard | FRM | Frame | OTH | Other
FF_BOX_NULL_NULL | B | LETTER BOX | FF | Fixtures & Fittings | BOX | Central letterbox | NULL |  | NULL
FF_BOX_STRU_NULL | B | STRUCTURE OF LETTER BOX | FF | Fixtures & Fittings | BOX | Central letterbox | STRU | Structure | NULL
FF_BOX_STRU_SP | B | PRESSED STEEL LETTER BOX | FF | Fixtures & Fittings | BOX | Central letterbox | STRU | Structure | SP | Pressed steel
FF_BOX_STRU_OTH | B | STRUCTURE OF LETTER BOX (SEE REMARK) | FF | Fixtures & Fittings | BOX | Central letterbox | STRU | Structure | OTH | Other
FF_BOX_STRU_AL | B | ALUMINIUM LETTER BOX | FF | Fixtures & Fittings | BOX | Central letterbox | STRU | Structure | AL | Aluminium
FF_COUNT_NULL_NULL | B | RECEPTION COUNTER | FF | Fixtures & Fittings | COUNT | Reception counter | NULL |  | NULL
FF_COUNT_STRU_NULL | B | STRUCTURE OF RECEPTION COUNTER | FF | Fixtures & Fittings | COUNT | Reception counter | STRU | Structure | NULL
FF_COUNT_STRU_TIM | B | TIMBER RECEPTION COUNTER | FF | Fixtures & Fittings | COUNT | Reception counter | STRU | Structure | TIM | Timber
FF_COUNT_STRU_OTH | B | STRUCTURE OF RECEPTION COUNTER (SEE REMARK) | FF | Fixtures & Fittings | COUNT | Reception counter | STRU | Structure | OTH | Other
FF_SIG_NULL_NULL | B | SIGNAGE | FF | Fixtures & Fittings | SIG | Signage | NULL |  | NULL
FF_SIG_STRU_NULL | B | STRUCTURE OF SIGNAGE | FF | Fixtures & Fittings | SIG | Signage | STRU | Structure | NULL
FF_SIG_STRU_GLA | B | GLASS OF SIGNAGE | FF | Fixtures & Fittings | SIG | Signage | STRU | Structure | GLA | Glass
FF_SIG_STRU_TIM | B | TIMBER SIGNAGE | FF | Fixtures & Fittings | SIG | Signage | STRU | Structure | TIM | Timber
FF_SIG_STRU_SS | B | STAINLESS STEEL SIGNAGE | FF | Fixtures & Fittings | SIG | Signage | STRU | Structure | SS | Stainless steel
FF_SIG_STRU_PSYS | B | PROPRIETARY SIGNAGE SYSTEM | FF | Fixtures & Fittings | SIG | Signage | STRU | Structure | PSYS | Proprietary system
FF_SIG_STRU_OTH | B | STRUCTURE OF SIGNAGE (SEE REMARK) | FF | Fixtures & Fittings | SIG | Signage | STRU | Structure | OTH | Other
FF_FFOT_NULL_NULL | B | OTHER FIXTURES & FITTING | FF | Fixtures & Fittings | FFOT | Other Fixtures & Fittings | NULL |  | NULL
FF_FFOT_RAGR_NULL | B | GRAB RAIL | FF | Fixtures & Fittings | FFOT | Other Fixtures & Fittings | RAGR | Grab rail | NULL
FF_FFOT_RAGR_OTH | B | GRAB RAIL (SEE REMARK) | FF | Fixtures & Fittings | FFOT | Other Fixtures & Fittings | RAGR | Grab rail | OTH | Other
FF_FFOT_RATO_NULL | B | TOWEL RAIL | FF | Fixtures & Fittings | FFOT | Other Fixtures & Fittings | RATO | Towel rail | NULL
FF_FFOT_RATO_OTH | B | TOWEL RAIL (SEE REMARK) | FF | Fixtures & Fittings | FFOT | Other Fixtures & Fittings | RATO | Towel rail | OTH | Other
FF_FFOT_RACO_NULL | B | COAT RAIL | FF | Fixtures & Fittings | FFOT | Other Fixtures & Fittings | RACO | Coat rail | NULL
FF_FFOT_RACO_OTH | B | COAT HOOK | FF | Fixtures & Fittings | FFOT | Other Fixtures & Fittings | RACO | Coat rail | OTH | Other
FF_FFOT_NB_NULL | B | NOTICE BOARD ON WALL | FF | Fixtures & Fittings | FFOT | Other Fixtures & Fittings | NB | Notice board | NULL
FF_FFOT_NB_OTH | B | NOTICE BOARD ON WALL (SEE REMARK) | FF | Fixtures & Fittings | FFOT | Other Fixtures & Fittings | NB | Notice board | OTH | Other
FF_FFOT_COU_NULL | B | COUNTER | FF | Fixtures & Fittings | FFOT | Other Fixtures & Fittings | COU | Counter | NULL
FF_FFOT_COU_OTH | B | COUNTER (SEE REMARK) | FF | Fixtures & Fittings | FFOT | Other Fixtures & Fittings | COU | Counter | OTH | Other
FF_FFOT_BLACK_NULL | B | BLACKBOARD | FF | Fixtures & Fittings | FFOT | Other Fixtures & Fittings | BLACK | Blackboard | NULL
FF_FFOT_BLACK_OTH | B | BLACKBOARD (SEE REMARK) | FF | Fixtures & Fittings | FFOT | Other Fixtures & Fittings | BLACK | Blackboard | OTH | Other
FF_FFOT_HAT_NULL | B | HATCH | FF | Fixtures & Fittings | FFOT | Other Fixtures & Fittings | HAT | Hatch | NULL
FF_FFOT_HAT_OTH | B | HATCH (SEE REMARK) | FF | Fixtures & Fittings | FFOT | Other Fixtures & Fittings | HAT | Hatch | OTH | Other
FF_FFOT_MIR_NULL | B | MIRROR | FF | Fixtures & Fittings | FFOT | Other Fixtures & Fittings | MIR | Mirror | NULL
FF_FFOT_MIR_OTH | B | MIRROR (SEE REMARK) | FF | Fixtures & Fittings | FFOT | Other Fixtures & Fittings | MIR | Mirror | OTH | Other
FF_WINFR_NULL_NULL | B | WINDOW FRAME | FF | Fixtures & Fittings | WINFR | Window Frame | NULL |  | NULL
FF_WINFR_STRU_NULL | B | STRUCTURE WINDOW FRAME | FF | Fixtures & Fittings | WINFR | Window Frame | STRU | Structure | NULL
FF_WINFR_STRU_S | B | STEEL WINDOW FRAME | FF | Fixtures & Fittings | WINFR | Window Frame | STRU | Structure | S | Steel
FF_WINFR_STRU_TIM | B | TIMBER WINDOW FRAME | FF | Fixtures & Fittings | WINFR | Window Frame | STRU | Structure | TIM | Timber
FF_WINFR_STRU_OTH | B | WINDOW FRAME AND WINDOW SASH | FF | Fixtures & Fittings | WINFR | Window Frame | STRU | Structure | OTH | Other
FF_WINFR_STRU_AL | B | ALUMINIUM WINDOW | FF | Fixtures & Fittings | WINFR | Window Frame | STRU | Structure | AL | Aluminium
FF_WINFR_TRIM_NULL | B | TRIM OF WINDOW FRAME | FF | Fixtures & Fittings | WINFR | Window Frame | TRIM | Trim | NULL
FF_WINFR_TRIM_LIN | B | TRIM LINING OF WINDOW FRAME | FF | Fixtures & Fittings | WINFR | Window Frame | TRIM | Trim | LIN | Lining
FF_WINFR_TRIM_ARCH | B | ARCHITRAVE OF WINDOW FRAME | FF | Fixtures & Fittings | WINFR | Window Frame | TRIM | Trim | ARCH | Architrave
FF_WINFR_TRIM_OTH | B | TRIM OF WINDOWS FRAME (SEE REMARK) | FF | Fixtures & Fittings | WINFR | Window Frame | TRIM | Trim | OTH | Other
FF_WINFR_POIN_NULL | B | POINTING OF WINDOW FRAME | FF | Fixtures & Fittings | WINFR | Window Frame | POIN | Pointing | NULL
FF_WINFR_POIN_SI | B | SILICONE POINT OF WINDOW FRAME | FF | Fixtures & Fittings | WINFR | Window Frame | POIN | Pointing | SI | Silicone
FF_WINFR_POIN_OTH | B | POINTING OF WINDOW FRAME (SEE REMARK) | FF | Fixtures & Fittings | WINFR | Window Frame | POIN | Pointing | OTH | Other
FF_DRFR_NULL_NULL | B | DOOR FRAME | FF | Fixtures & Fittings | DRFR | Door Frame | NULL |  | NULL
FF_DRFR_STRU_NULL | B | STRUCTURE OF DOOR FRAME | FF | Fixtures & Fittings | DRFR | Door Frame | STRU | Structure | NULL
FF_DRFR_STRU_S | B | STEEL DOOR FRAME | FF | Fixtures & Fittings | DRFR | Door Frame | STRU | Structure | S | Steel
FF_DRFR_STRU_GLA | B | GLASS DOOR FRAME | FF | Fixtures & Fittings | DRFR | Door Frame | STRU | Structure | GLA | Glass
FF_DRFR_STRU_TIM | B | TIMBER DOOR FRAME | FF | Fixtures & Fittings | DRFR | Door Frame | STRU | Structure | TIM | Timber
FF_DRFR_STRU_OTH | B | DOOR FRAME AND DOOR SASH | FF | Fixtures & Fittings | DRFR | Door Frame | STRU | Structure | OTH | Other
FF_DRFR_STRU_AL | B | ALUMINIUM DOOR FRAME | FF | Fixtures & Fittings | DRFR | Door Frame | STRU | Structure | AL | Aluminium
FF_DRFR_TRIM_NULL | B | TRIM OF DOOR FRAME | FF | Fixtures & Fittings | DRFR | Door Frame | TRIM | Trim | NULL
FF_DRFR_TRIM_LIN | B | TRIM LINING OF DOOR FRAME | FF | Fixtures & Fittings | DRFR | Door Frame | TRIM | Trim | LIN | Lining
FF_DRFR_TRIM_ARCH | B | ARCHITRAVE OF DOOR FRAME | FF | Fixtures & Fittings | DRFR | Door Frame | TRIM | Trim | ARCH | Architrave
FF_DRFR_TRIM_OTH | B | TRIM OF DOOR FRAME (SEE REMARK) | FF | Fixtures & Fittings | DRFR | Door Frame | TRIM | Trim | OTH | Other
FF_DRFR_POIN_NULL | B | POINTING OF DOOR FRAME | FF | Fixtures & Fittings | DRFR | Door Frame | POIN | Pointing | NULL
FF_DRFR_POIN_MAS | B | MASTIC POINTING OF DOOR FRAME | FF | Fixtures & Fittings | DRFR | Door Frame | POIN | Pointing | MAS | Mastic
FF_DRFR_POIN_SI | B | SILICONE POINTING OF DOOR FRAME | FF | Fixtures & Fittings | DRFR | Door Frame | POIN | Pointing | SI | Silicone
FF_DRFR_POIN_OTH | B | POINT OF DOOR FRAME (SEE REMARK) | FF | Fixtures & Fittings | DRFR | Door Frame | POIN | Pointing | OTH | Other
FUR_NULL_NULL_NULL | B | FIXED FURNITURE | FUR | Fixed Furniture | NULL |  | NULL |  | NULL
FUR_SR_NULL_NULL | B | FIXED SHELF & RACK | FUR | Fixed Furniture | SR | Shelf & Rack | NULL |  | NULL
FUR_SR_STRU_NULL | B | STRUCTURE OF FIXED SHELF & RACK | FUR | Fixed Furniture | SR | Shelf & Rack | STRU | Structure | NULL
FUR_SR_STRU_OTH | B | STRUCTURE OF FIXED SHELF & RACK (SEE REMARK) | FUR | Fixed Furniture | SR | Shelf & Rack | STRU | Structure | OTH | Other
FUR_WT_NULL_NULL | B | FIXED WORKTOP | FUR | Fixed Furniture | WT | Worktop | NULL |  | NULL
FUR_WT_STRU_NULL | B | STRUCTURE OF FIXED WORKTOP | FUR | Fixed Furniture | WT | Worktop | STRU | Structure | NULL
FUR_WT_STRU_OTH | B | STRUCTURE OF FIXED WORKTOP (SEE REMARK) | FUR | Fixed Furniture | WT | Worktop | STRU | Structure | OTH | Other
FUR_WAR_NULL_NULL | B | WARDROBE | FUR | Fixed Furniture | WAR | Wardrobe | NULL |  | NULL
FUR_WAR_STRU_NULL | B | STRUCTURE OF WARDROBE | FUR | Fixed Furniture | WAR | Wardrobe | STRU | Structure | NULL
FUR_WAR_STRU_OTH | B | STRUCTURE OF WARDROBE (SEE REMARK) | FUR | Fixed Furniture | WAR | Wardrobe | STRU | Structure | OTH | Other
FUR_WAR_IRON_NULL | B | IRONMONGERY OF WARDROBE | FUR | Fixed Furniture | WAR | Wardrobe | IRON | Ironmongery | NULL
FUR_WAR_IRON_OTH | B | IRONMONGERY OF WARDROBE (SEE REMARK) | FUR | Fixed Furniture | WAR | Wardrobe | IRON | Ironmongery | OTH | Other
FUR_WAR_TRIM_NULL | B | TRIM OF WARDROBE | FUR | Fixed Furniture | WAR | Wardrobe | TRIM | Trim | NULL
FUR_WAR_TRIM_OTH | B | TRIM OF WARDROBE (SEE REMARK) | FUR | Fixed Furniture | WAR | Wardrobe | TRIM | Trim | OTH | Other
FUR_CUP_NULL_NULL | B | CUPBOARD | FUR | Fixed Furniture | CUP | Cupboard | NULL |  | NULL
FUR_CUP_STRU_NULL | B | STRUCTURE OF CUPBOARD | FUR | Fixed Furniture | CUP | Cupboard | STRU | Structure | NULL
FUR_CUP_STRU_OTH | B | STRUCTURE OF CUPBOARD (SEE REMARK) | FUR | Fixed Furniture | CUP | Cupboard | STRU | Structure | OTH | Other
FUR_CUP_IRON_NULL | B | IRONMONGERY OF CUPBOARD | FUR | Fixed Furniture | CUP | Cupboard | IRON | Ironmongery | NULL
FUR_CUP_IRON_OTH | B | IRONMONGERY OF CUPBOARD (SEE REMARK) | FUR | Fixed Furniture | CUP | Cupboard | IRON | Ironmongery | OTH | Other
FUR_CUP_TRIM_NULL | B | TRIM OF CUPBOARD | FUR | Fixed Furniture | CUP | Cupboard | TRIM | Trim | NULL
FUR_CUP_TRIM_OTH | B | TRIM OF CUPBOARD (SEE REMARK) | FUR | Fixed Furniture | CUP | Cupboard | TRIM | Trim | OTH | Other
FUR_BEN_NULL_NULL | B | FIXED BENCH | FUR | Fixed Furniture | BEN | Bench | NULL |  | NULL
FUR_BEN_STRU_NULL | B | STRUCTURE OF FIXED BENCH | FUR | Fixed Furniture | BEN | Bench | STRU | Structure | NULL
FUR_BEN_STRU_OTH | B | STRUCTURE OF FIXED BENCH (SEE REMARK) | FUR | Fixed Furniture | BEN | Bench | STRU | Structure | OTH | Other
FUR_BEN_TRIM_NULL | B | TRIM OF FIXED BENCH | FUR | Fixed Furniture | BEN | Bench | TRIM | Trim | NULL
FUR_BEN_TRIM_OTH | B | TRIM OF FIXED BENCH (SEE REMARK) | FUR | Fixed Furniture | BEN | Bench | TRIM | Trim | OTH | Other
SPE_NULL_NULL_NULL | B | SPECIAL FACILITIES | SPE | Special Facilities | NULL |  | NULL |  | NULL
SPE_KIO_NULL_NULL | B | KIOSK | SPE | Special Facilities | KIO | Kiosk | NULL |  | NULL
SPE_KIO_STRU_NULL | B | STRUCTURE OF KIOSK | SPE | Special Facilities | KIO | Kiosk | STRU | Structure | NULL
SPE_KIO_STRU_FIBRG | B | FIBRE-GLASS KIOSK | SPE | Special Facilities | KIO | Kiosk | STRU | Structure | FIBRG | Fibre-glass
SPE_KIO_STRU_TIM | B | TIMBER KIOSK | SPE | Special Facilities | KIO | Kiosk | STRU | Structure | TIM | Timber
SPE_KIO_STRU_OTH | B | STRUCTURE OF KIOSK (SEE REMARK) | SPE | Special Facilities | KIO | Kiosk | STRU | Structure | OTH | Other
SPE_KIO_FIX_NULL | B | KIOSK FIXING | SPE | Special Facilities | KIO | Kiosk | FIX | Fixing | NULL
SPE_KIO_FIX_OTH | B | KIOSK FIXING (SEE REMARK) | SPE | Special Facilities | KIO | Kiosk | FIX | Fixing | OTH | Other
SPE_POOL_NULL_NULL | B | SWIMMING POOL | SPE | Special Facilities | POOL | Swimming pool | NULL |  | NULL
SPE_POOL_STRPD_NULL | B | STRUCTURE OF SWIMMING POOL DECK | SPE | Special Facilities | POOL | Swimming pool | STRPD | Pool deck structure | NULL
SPE_POOL_STRPD_CONC | B | CONCRETE OF SWIMMING POOL DECK | SPE | Special Facilities | POOL | Swimming pool | STRPD | Pool deck structure | CONC | Concrete
SPE_POOL_STRPD_OTH | B | STRUCTURE OF SWIMMING POOL DECK (SEE REMARK) | SPE | Special Facilities | POOL | Swimming pool | STRPD | Pool deck structure | OTH | Other
SPE_POOL_STRP_NULL | B | POOL STRUCTURE OF SWIMMING POOL | SPE | Special Facilities | POOL | Swimming pool | STRP | Pool structure | NULL
SPE_POOL_STRP_CONC | B | CONCRETE OF SWIMMING POOL | SPE | Special Facilities | POOL | Swimming pool | STRP | Pool structure | CONC | Concrete
SPE_POOL_STRP_OTH | B | POOL STRUCTURE OF SWIMMING POOL (SEE REMARK) | SPE | Special Facilities | POOL | Swimming pool | STRP | Pool structure | OTH | Other
SPE_POOL_FINP_NULL | B | FINISHING OF SWIMMING POOL | SPE | Special Facilities | POOL | Swimming pool | FINP | Pool finish | NULL
SPE_POOL_FINP_TICER | B | CERAMIC TILE OF SWIMMING POOL | SPE | Special Facilities | POOL | Swimming pool | FINP | Pool finish | TICER | Tile-Ceramic
SPE_POOL_FINP_OTH | B | FINISHING OF SWIMMING POOL (SEE REMARK) | SPE | Special Facilities | POOL | Swimming pool | FINP | Pool finish | OTH | Other
SPE_POOL_JTPEX_NULL | B | EXPANSION JOINT OF SWIMMING POOL | SPE | Special Facilities | POOL | Swimming pool | JTPEX | Pool expansion joint | NULL
SPE_POOL_JTPEX_OTH | B | EXPANSION JOINT OF SWIMMING POOL (SEE REMARK) | SPE | Special Facilities | POOL | Swimming pool | JTPEX | Pool expansion joint | OTH | Other
SPE_POOL_FITP_NULL | B | SWIMMING POOL FITTING | SPE | Special Facilities | POOL | Swimming pool | FITP | Pool fitting | NULL
SPE_POOL_FITP_GRI | B | GRILL OF SWIMMING POOL | SPE | Special Facilities | POOL | Swimming pool | FITP | Pool fitting | GRI | Grill
SPE_POOL_FITP_OTH | B | SWIMMING POOL FITTING (SEE REMARK) | SPE | Special Facilities | POOL | Swimming pool | FITP | Pool fitting | OTH | Other
SPE_POOL_FITP_PLATS | B | START PLATFORM OF SWIMMING POOL | SPE | Special Facilities | POOL | Swimming pool | FITP | Pool fitting | PLATS | Start platform
SPE_POOL_FITP_CHAIR | B | LIFE GUARD CHAIR OF SWIMMING POOL | SPE | Special Facilities | POOL | Swimming pool | FITP | Pool fitting | CHAIR | Life guard chair
SPE_POOL_FITP_LADP | B | SWIMMING POOL LADDER | SPE | Special Facilities | POOL | Swimming pool | FITP | Pool fitting | LADP | Pool ladder
SPE_POOL_FITP_RO | B | ROPE OF SWIMMING POOL | SPE | Special Facilities | POOL | Swimming pool | FITP | Pool fitting | RO | Rope
SPE_POOL_FITP_RAP | B | ROPE ANCHORAGE OF SWIMMING POOL | SPE | Special Facilities | POOL | Swimming pool | FITP | Pool fitting | RAP | Rope anchorage point
SPE_POOL_FITP_PLATD | B | DIVE PLATFORM OF SWIMMING POOL | SPE | Special Facilities | POOL | Swimming pool | FITP | Pool fitting | PLATD | Dive platform
SPE_POOL_FITP_BOSPR | B | SPRING BOARD OF SWIMMING POOL | SPE | Special Facilities | POOL | Swimming pool | FITP | Pool fitting | BOSPR | Spring board
SPE_POOL_FITP_COVOC | B | SCUM CHANNEL OF SWIMMING POOL | SPE | Special Facilities | POOL | Swimming pool | FITP | Pool fitting | COVOC | Overflow channel cover
SPE_POOL_SERVP_NULL | B | SERVICES OF SWIMMING POOL | SPE | Special Facilities | POOL | Swimming pool | SERVP | Pool services | NULL
SPE_POOL_SERVP_DUPI | B | SWIMMING POOL PIPE DUCT | SPE | Special Facilities | POOL | Swimming pool | SERVP | Pool services | DUPI | Pipe duct
SPE_POOL_SERVP_OTH | B | SERVICES OF SWIMMING POOL (SEE REMARK) | SPE | Special Facilities | POOL | Swimming pool | SERVP | Pool services | OTH | Other
SPE_POOL_SERVP_LIGP | B | POOL LIGHT OF SWIMMING POOL | SPE | Special Facilities | POOL | Swimming pool | SERVP | Pool services | LIGP | Pool light
SPE_POOL_SERVP_PIFIL | B | FILTRATED WATER PIPE OF SWIMMING POOL | SPE | Special Facilities | POOL | Swimming pool | SERVP | Pool services | PIFIL | Filtrated water pipe
SPE_POOL_FINPD_NULL | B | POOL DECK FINISHING OF SWIMMING POOL | SPE | Special Facilities | POOL | Swimming pool | FINPD | Pool deck finish | NULL
SPE_POOL_FINPD_TICER | B | CERAMIC TILE OF SWIMMING POOL DECK | SPE | Special Facilities | POOL | Swimming pool | FINPD | Pool deck finish | TICER | Tile-Ceramic
SPE_POOL_FINPD_OTH | B | POOL DECK FINISHING OF SWIMMING POOL (SEE REMARK) | SPE | Special Facilities | POOL | Swimming pool | FINPD | Pool deck finish | OTH | Other
SPE_POOL_JTPDE_NULL | B | POOL DECK EXPANSION JOINT OF SWIMMING POOL | SPE | Special Facilities | POOL | Swimming pool | JTPDE | Pool deck expansion j'nt | NULL
SPE_POOL_JTPDE_OTH | B | POOL DECK EXPANSION JOINT OF SWIMMING POOL (SEE REMARK) | SPE | Special Facilities | POOL | Swimming pool | JTPDE | Pool deck expansion j'nt | OTH | Other
SPE_POOL_SEAT_NULL | B | SPECTATOR SEAT OF SWIMMING POOL | SPE | Special Facilities | POOL | Swimming pool | SEAT | Spectator seating | NULL
SPE_POOL_SEAT_CONC | B | CONCRETE SPECTATOR SEAT OF SWIMMING POOL | SPE | Special Facilities | POOL | Swimming pool | SEAT | Spectator seating | CONC | Concrete
SPE_POOL_SEAT_TIM | B | TIMBER SPECTATOR SEAT OF SWIMMING POOL | SPE | Special Facilities | POOL | Swimming pool | SEAT | Spectator seating | TIM | Timber
SPE_POOL_SEAT_OTH | B | SPECTATOR SEAT OF SWIMMING POOL (SEE REMARK) | SPE | Special Facilities | POOL | Swimming pool | SEAT | Spectator seating | OTH | Other
SPE_POOL_SEAT_PLA | B | PLASTIC SPECTATOR SEAT OF SWIMMING POOL | SPE | Special Facilities | POOL | Swimming pool | SEAT | Spectator seating | PLA | Plastic
SPE_MONU_NULL_NULL | B | MONUMENTS | SPE | Special Facilities | MONU | Monuments | NULL |  | NULL
SPE_SPORT_NULL_NULL | B | SPORTS GROUND | SPE | Special Facilities | SPORT | Sports ground | NULL |  | NULL
SPE_SPORT_DSUR_NULL | B | SURFACE WATER DRAINAGE OF SPORT GROUND | SPE | Special Facilities | SPORT | Sports ground | DSUR | Surface water drainage | NULL
SPE_SPORT_DSUR_CHAN | B | SURFACE CHANNEL OF SPORT GROUND | SPE | Special Facilities | SPORT | Sports ground | DSUR | Surface water drainage | CHAN | Channel
SPE_SPORT_DSUR_GUL | B | GULLEY OF SPORT GROUND | SPE | Special Facilities | SPORT | Sports ground | DSUR | Surface water drainage | GUL | Gulley
SPE_SPORT_DSUR_GRAT | B | DRAINAGE GRATING OF SPORT GROUND | SPE | Special Facilities | SPORT | Sports ground | DSUR | Surface water drainage | GRAT | Grating
SPE_SPORT_DSUR_OTH | B | SURFACE WATER DRAINAGE OF SPORT GROUND (SEE REMARK) | SPE | Special Facilities | SPORT | Sports ground | DSUR | Surface water drainage | OTH | Other
SPE_SPORT_SEAT_NULL | B | SPECTATOR SEAT OF SPORT GROUND | SPE | Special Facilities | SPORT | Sports ground | SEAT | Spectator seating | NULL
SPE_SPORT_SEAT_CONC | B | SPECTATOR CONCRETE SEAT OF SPORT GROUND | SPE | Special Facilities | SPORT | Sports ground | SEAT | Spectator seating | CONC | Concrete
SPE_SPORT_SEAT_TIM | B | SPECTATOR TIMBER SEAT OF SPORT GROUND | SPE | Special Facilities | SPORT | Sports ground | SEAT | Spectator seating | TIM | Timber
SPE_SPORT_SEAT_OTH | B | SPECTATOR SEAT OF SPORT GROUND (SEE REMARK) | SPE | Special Facilities | SPORT | Sports ground | SEAT | Spectator seating | OTH | Other
SPE_SPORT_SEAT_PLA | B | SPECTATOR PLASTIC SEAT OF SPORT GROUND | SPE | Special Facilities | SPORT | Sports ground | SEAT | Spectator seating | PLA | Plastic
SPE_SPORT_FINBC_NULL | B | FINISHING OF BALL COURT | SPE | Special Facilities | SPORT | Sports ground | FINBC | Ball court finish | NULL
SPE_SPORT_FINBC_TURF | B | ARTIFICIAL TURF FINISHING OF BALL COURT | SPE | Special Facilities | SPORT | Sports ground | FINBC | Ball court finish | TURF | Artificial turf
SPE_SPORT_FINBC_OTH | B | FINISHING OF BALL COURT (SEE REMARK) | SPE | Special Facilities | SPORT | Sports ground | FINBC | Ball court finish | OTH | Other
SPE_SPORT_FINBC_CONCA | B | ASPHALTIC CONCRETE FINISHING OF BALL COURT | SPE | Special Facilities | SPORT | Sports ground | FINBC | Ball court finish | CONCA | Asphaltic concrete
SPE_SPORT_STRBC_NULL | B | STRUCTURE OF BALL COURT | SPE | Special Facilities | SPORT | Sports ground | STRBC | Ball court structure | NULL
SPE_SPORT_STRBC_OTH | B | STRUCTURE OF BALL COURT (SEE REMARK) | SPE | Special Facilities | SPORT | Sports ground | STRBC | Ball court structure | OTH | Other
SPE_SPORT_RUN_NULL | B | RUNNING TRACK OF SPORT GROUND | SPE | Special Facilities | SPORT | Sports ground | RUN | Running track | NULL
SPE_SPORT_RUN_PTLIN | B | LINE MARKING OF RUNNING TRACK | SPE | Special Facilities | SPORT | Sports ground | RUN | Running track | PTLIN | Line-mark painting
SPE_SPORT_RUN_TURF | B | ARTIFICAL TURF OF RUNNING TRACK | SPE | Special Facilities | SPORT | Sports ground | RUN | Running track | TURF | Artificial turf
SPE_SPORT_RUN_OTH | B | RUNNING TRACK OF SPORT GROUND (SEE REMARK) | SPE | Special Facilities | SPORT | Sports ground | RUN | Running track | OTH | Other
SPE_SPORT_RUN_CONCA | B | ASPHALTIC CONCRETE OF RUNNING TRACK | SPE | Special Facilities | SPORT | Sports ground | RUN | Running track | CONCA | Asphaltic concrete
SPE_SPORT_RUN_WEATH | B | ALL WEATHER SURFACE OF RUNNING TRACK | SPE | Special Facilities | SPORT | Sports ground | RUN | Running track | WEATH | All weather surface
SPE_SPORT_ATHL_NULL | B | ATHLETICES FIELD FACILITY OF SPROT GROUND | SPE | Special Facilities | SPORT | Sports ground | ATHL | Athletics field facility | NULL
SPE_SPORT_ATHL_OTH | B | ATHLETICES FIELD FACILITY OF SPROT GROUND (SEE REMARK) | SPE | Special Facilities | SPORT | Sports ground | ATHL | Athletics field facility | OTH | Other
SPE_SPORT_ATHL_JUMP | B | LONG JUMP PIT OF SPORT GROUND | SPE | Special Facilities | SPORT | Sports ground | ATHL | Athletics field facility | JUMP | Long jump pit
SPE_SPORT_ATHL_THROW | B | THROWING CIRCLE OF SPORT GROUND | SPE | Special Facilities | SPORT | Sports ground | ATHL | Athletics field facility | THROW | Throwing circle
SPE_SPORT_FITBC_NULL | B | FITTING OF BALL COURT | SPE | Special Facilities | SPORT | Sports ground | FITBC | Ball court fitting | NULL
SPE_SPORT_FITBC_PTLIN | B | LINE MARKING OF BALL COURT | SPE | Special Facilities | SPORT | Sports ground | FITBC | Ball court fitting | PTLIN | Line-mark painting
SPE_SPORT_FITBC_OTH | B | FITTING OF BALL COURT(SEE REMARK) | SPE | Special Facilities | SPORT | Sports ground | FITBC | Ball court fitting | OTH | Other
SPE_SPORT_FITBC_GP | B | GOAL POST OF BALL COURT | SPE | Special Facilities | SPORT | Sports ground | FITBC | Ball court fitting | GP | Goal post
SPE_SPORT_FITBC_NT | B | NET OF BALL COURT | SPE | Special Facilities | SPORT | Sports ground | FITBC | Ball court fitting | NT | Net
SPE_CHILD_NULL_NULL | B | CHILDREN PLAYGROUND FACILITY | SPE | Special Facilities | CHILD | Child. play facility | NULL |  | NULL
SPE_CHILD_PEQ_NULL | B | PLAY GROUND EQUIPEMENT | SPE | Special Facilities | CHILD | Child. play facility | PEQ | Play equipement | NULL
SPE_CHILD_PEQ_OTH | B | PLAY GROUND EQUIPEMENT (SEE REMARK) | SPE | Special Facilities | CHILD | Child. play facility | PEQ | Play equipement | OTH | Other
SPE_CHILD_PAF_NULL | B | SAFETY MATT OF CHILDREN PLAYGROUND | SPE | Special Facilities | CHILD | Child. play facility | PAF | Play area surface | NULL
SPE_CHILD_PAF_PSYS | B | PROPRIIETARY SAFETY MATT OF CHILDREN PLAYGROUND | SPE | Special Facilities | CHILD | Child. play facility | PAF | Play area surface | PSYS | Proprietary system
SPE_CHILD_PAF_RUBBE | B | RUBBER SAFETY MATT OF CHILDREN PLAYGROUND | SPE | Special Facilities | CHILD | Child. play facility | PAF | Play area surface | RUBBE | Rubber
SPE_CHILD_PAF_OTH | B | SAFETY MATT OF CHILDREN PLAYGROUND (SEE REMARK) | SPE | Special Facilities | CHILD | Child. play facility | PAF | Play area surface | OTH | Other
SPE_WATF_NULL_NULL | B | WATER FEATURE | SPE | Special Facilities | WATF | Water features | NULL |  | NULL
SPE_WATF_STRU_NULL | B | STRUCTURE OF WATER FEATURE | SPE | Special Facilities | WATF | Water features | STRU | Structure | NULL
SPE_WATF_STRU_CONC | B | CONCRTETE OF WATER FEATURE | SPE | Special Facilities | WATF | Water features | STRU | Structure | CONC | Concrete
SPE_WATF_STRU_SS | B | STAINLESS STEEL OF WATER FEATURE | SPE | Special Facilities | WATF | Water features | STRU | Structure | SS | Stainless steel
SPE_WATF_STRU_OTH | B | STRUCTURE OF WATER FEATURE (SEE REMARK) | SPE | Special Facilities | WATF | Water features | STRU | Structure | OTH | Other
SPE_WATF_FIN_NULL | B | FINISHING OF WATER FEATURE | SPE | Special Facilities | WATF | Water features | FIN | Finish | NULL
SPE_WATF_FIN_TICER | B | CERAMIC TILE FINISIHING OF WATER FEATURE | SPE | Special Facilities | WATF | Water features | FIN | Finish | TICER | Tile-Ceramic
SPE_WATF_FIN_TIMOS | B | MOSAIC TILE FINISHING OF WATER FEATURE | SPE | Special Facilities | WATF | Water features | FIN | Finish | TIMOS | Tile-mosaic
SPE_WATF_FIN_GRAN | B | GRANITE FINIISHING OF WATER FEATURE | SPE | Special Facilities | WATF | Water features | FIN | Finish | GRAN | Granite
SPE_WATF_FIN_TERR | B | TERRAZZO FINISHING OF WATER FEATURE | SPE | Special Facilities | WATF | Water features | FIN | Finish | TERR | Terrazzo
SPE_WATF_FIN_OTH | B | FINISHING OF WATER FEATURE (SEE REMARK) | SPE | Special Facilities | WATF | Water features | FIN | Finish | OTH | Other
SPE_WATF_PI_NULL | B | PIPEWORK OF WATER FEATURE | SPE | Special Facilities | WATF | Water features | PI | Pipework | NULL
SPE_WATF_PI_GS | B | GALVANIZED STEEL PIPEWORK OF WATER FEATURE | SPE | Special Facilities | WATF | Water features | PI | Pipework | GS | Galvanized steel
SPE_WATF_PI_SS | B | STATINLESS STEEL PIPEWORK OF WATER FEATURE | SPE | Special Facilities | WATF | Water features | PI | Pipework | SS | Stainless steel
SPE_WATF_PI_OTH | B | PIPEWORK OF WATER FEATURE (SEE REMARK) | SPE | Special Facilities | WATF | Water features | PI | Pipework | OTH | Other
SPE_WATF_OTH_NULL | B | WATER FEATURE (SEE REMARK) | SPE | Special Facilities | WATF | Water features | OTH | Other | NULL
SPE_WATF_OTH_OTH | B | WATER FEATURE (SEE REMARK) | SPE | Special Facilities | WATF | Water features | OTH | Other | OTH | Other
SPE_WATF_CHAMB_NULL | B | PLANT CHAMBER OF WATER FEATURE | SPE | Special Facilities | WATF | Water features | CHAMB | Plant chamber | NULL
SPE_WATF_CHAMB_OTH | B | PLANT CHAMBER OF WATER FEATURE (SEE REMARK) | SPE | Special Facilities | WATF | Water features | CHAMB | Plant chamber | OTH | Other
SPE_WATF_NOZ_NULL | B | NOZZLES OF WATER FEATURE | SPE | Special Facilities | WATF | Water features | NOZ | Nozzles | NULL
SPE_WATF_NOZ_OTH | B | NOZZLES OF WATER FEATURE (SEE REMARK) | SPE | Special Facilities | WATF | Water features | NOZ | Nozzles | OTH | Other
SPE_STRT_NULL_NULL | B | TEMPORATE STRUCTURE | SPE | Special Facilities | STRT | Temporary structures | NULL |  | NULL
SPE_STRT_HOA_NULL | B | TEMPORARY HOARDING | SPE | Special Facilities | STRT | Temporary structures | HOA | Hoarding | NULL
SPE_STRT_HOA_S | B | STEEL TEMPORARY HOARDING | SPE | Special Facilities | STRT | Temporary structures | HOA | Hoarding | S | Steel
SPE_STRT_HOA_TIM | B | TIMBER TEMPORARY HOARDING | SPE | Special Facilities | STRT | Temporary structures | HOA | Hoarding | TIM | Timber
SPE_STRT_HOA_OTH | B | TEMPORARY HOARDING (SEE REMARK) | SPE | Special Facilities | STRT | Temporary structures | HOA | Hoarding | OTH | Other
SPE_STRT_SCAF_NULL | B | SCAFFOLDING | SPE | Special Facilities | STRT | Temporary structures | SCAF | Scaffolding | NULL
SPE_STRT_SCAF_S | B | STEEL SCAFFOLDING | SPE | Special Facilities | STRT | Temporary structures | SCAF | Scaffolding | S | Steel
SPE_STRT_SCAF_OTH | B | SFCAFFOLDING (SEE REAMRK) | SPE | Special Facilities | STRT | Temporary structures | SCAF | Scaffolding | OTH | Other
SPE_STRT_SCAF_BAMB | B | BAMBOO SFCAFFOLDING | SPE | Special Facilities | STRT | Temporary structures | SCAF | Scaffolding | BAMB | Bamboo
SPE_STRT_INSPE_NULL | B | INSPECTION PLATFORM | SPE | Special Facilities | STRT | Temporary structures | INSPE | Inspection platform | NULL
SPE_STRT_INSPE_S | B | STEEL INSPECTION PLATFORM | SPE | Special Facilities | STRT | Temporary structures | INSPE | Inspection platform | S | Steel
SPE_STRT_INSPE_TIM | B | TIMBER INSPECTION PLATFORM | SPE | Special Facilities | STRT | Temporary structures | INSPE | Inspection platform | TIM | Timber
SPE_STRT_INSPE_OTH | B | INSPECTION PLATFORM (SEE REMARK) | SPE | Special Facilities | STRT | Temporary structures | INSPE | Inspection platform | OTH | Other
SPE_STRT_INSPE_BAMB | B | BAMBOO INSPECTION PLATFORM | SPE | Special Facilities | STRT | Temporary structures | INSPE | Inspection platform | BAMB | Bamboo
SPE_STRT_SHOR_NULL | B | SHORING & STRUTTING | SPE | Special Facilities | STRT | Temporary structures | SHOR | Shoring & strutting | NULL
SPE_STRT_SHOR_S | B | STEEL SHORING & STRUTTING | SPE | Special Facilities | STRT | Temporary structures | SHOR | Shoring & strutting | S | Steel
SPE_STRT_SHOR_TIM | B | TIMBER SHORING & STRUTTING | SPE | Special Facilities | STRT | Temporary structures | SHOR | Shoring & strutting | TIM | Timber
SPE_STRT_SHOR_OTH | B | SHORING & STRUTTING (SEE REMARK) | SPE | Special Facilities | STRT | Temporary structures | SHOR | Shoring & strutting | OTH | Other
SPE_SPEOT_NULL_NULL | B | SPECIAL FACILITIES | SPE | Special Facilities | SPEOT | Other Special Facilities | NULL |  | NULL
SPE_SPEOT_FG_NULL | B | FLAG POLE | SPE | Special Facilities | SPEOT | Other Special Facilities | FG | Flag pole | NULL
SPE_SPEOT_FG_S | B | STEEL FLAG POLE | SPE | Special Facilities | SPEOT | Other Special Facilities | FG | Flag pole | S | Steel
SPE_SPEOT_FG_TIM | B | TIMBER FLAG POLE | SPE | Special Facilities | SPEOT | Other Special Facilities | FG | Flag pole | TIM | Timber
SPE_SPEOT_FG_OTH | B | FLAG POLE (SEE REMARK) | SPE | Special Facilities | SPEOT | Other Special Facilities | FG | Flag pole | OTH | Other
SPE_SPEOT_WATC_NULL | B | WATCH TOWER | SPE | Special Facilities | SPEOT | Other Special Facilities | WATC | Watch tower | NULL
SPE_SPEOT_WATC_S | B | STEEL WATCH TOWER | SPE | Special Facilities | SPEOT | Other Special Facilities | WATC | Watch tower | S | Steel
SPE_SPEOT_WATC_FIBRG | B | FIBRE GLASS WATCH TOWER | SPE | Special Facilities | SPEOT | Other Special Facilities | WATC | Watch tower | FIBRG | Fibre-glass
SPE_SPEOT_WATC_TIM | B | TIMBER WATCH TOWER | SPE | Special Facilities | SPEOT | Other Special Facilities | WATC | Watch tower | TIM | Timber
SPE_SPEOT_WATC_OTH | B | WATCH TOWER (SEE REMARK) | SPE | Special Facilities | SPEOT | Other Special Facilities | WATC | Watch tower | OTH | Other
SPE_SPEOT_MAST_NULL | B | MAST | SPE | Special Facilities | SPEOT | Other Special Facilities | MAST | Mast | NULL
SPE_SPEOT_MAST_S | B | STEEL MAST | SPE | Special Facilities | SPEOT | Other Special Facilities | MAST | Mast | S | Steel
SPE_SPEOT_MAST_TIM | B | TIMBER MAST | SPE | Special Facilities | SPEOT | Other Special Facilities | MAST | Mast | TIM | Timber
SPE_SPEOT_MAST_OTH | B | MAST (SEE REMARK) | SPE | Special Facilities | SPEOT | Other Special Facilities | MAST | Mast | OTH | Other
PTEXT_NULL_NULL_NULL | B | EXTERNAL PAINTING | PTEXT | Painting - Exterior | NULL |  | NULL |  | NULL
PTEXT_STR_NULL_NULL | B | PAINTING TO EXTERNAL STRUCTURE | PTEXT | Painting - Exterior | STR | Building structure | NULL |  | NULL
PTEXT_STR_OTH_NULL | B | PAINTING TO EXTERNAL STRUCTURE (SEE REMARK) | PTEXT | Painting - Exterior | STR | Building structure | OTH | Other | NULL
PTEXT_STR_OTH_OTH | B | PAINTING TO EXTERNAL STRUCTURE (SEE REMARK) | PTEXT | Painting - Exterior | STR | Building structure | OTH | Other | OTH | Other
PTEXT_STR_RF_NULL | B | PAINTING TO ROOF | PTEXT | Painting - Exterior | STR | Building structure | RF | Roof | NULL
PTEXT_STR_RF_OTH | B | PAINTING TO ROOF (SEE REMARK) | PTEXT | Painting - Exterior | STR | Building structure | RF | Roof | OTH | Other
PTEXT_STR_BAL_NULL | B | PAINTING TO BALCONY | PTEXT | Painting - Exterior | STR | Building structure | BAL | Balcony | NULL
PTEXT_STR_BAL_OTH | B | PAINTING TO BALCONY (SEE REMARK) | PTEXT | Painting - Exterior | STR | Building structure | BAL | Balcony | OTH | Other
PTEXT_STR_FLUE_NULL | B | PAINTING TO BOILER FLUE | PTEXT | Painting - Exterior | STR | Building structure | FLUE | Boiler flue | NULL
PTEXT_STR_FLUE_OTH | B | PAINTING TO BOILER FLUE (SEE REMARK) | PTEXT | Painting - Exterior | STR | Building structure | FLUE | Boiler flue | OTH | Other
PTEXT_STR_STAIR_NULL | B | PAINTING TO EXTERNAL STAIR | PTEXT | Painting - Exterior | STR | Building structure | STAIR | Stairs | NULL
PTEXT_STR_STAIR_OTH | B | PAINTING TO EXTERNAL STAIR (SEE REMARK) | PTEXT | Painting - Exterior | STR | Building structure | STAIR | Stairs | OTH | Other
PTEXT_STR_POR_NULL | B | PAINTING TO PORCH | PTEXT | Painting - Exterior | STR | Building structure | POR | Porch | NULL
PTEXT_STR_POR_OTH | B | PAINTING TO PORCH (SEE REMARK) | PTEXT | Painting - Exterior | STR | Building structure | POR | Porch | OTH | Other
PTEXT_STR_CANO_NULL | B | PAINTING TO CANOPY | PTEXT | Painting - Exterior | STR | Building structure | CANO | Canopy | NULL
PTEXT_STR_CANO_OTH | B | PAINTING TO CANOPY (SEE REMARK) | PTEXT | Painting - Exterior | STR | Building structure | CANO | Canopy | OTH | Other
PTEXT_STR_PMP_NULL | B | PAINTING TO MOUNTING PLATFORM | PTEXT | Painting - Exterior | STR | Building structure | PMP | Plant mounting platform | NULL
PTEXT_STR_PMP_OTH | B | PAINTING TO MOUNTING PLATFORM (SEE REMARK) | PTEXT | Painting - Exterior | STR | Building structure | PMP | Plant mounting platform | OTH | Other
PTEXT_STR_AFIN_NULL | B | PAINTING TO EXTERNAL ARCHITECTURAL FINS | PTEXT | Painting - Exterior | STR | Building structure | AFIN | Architectural fins | NULL
PTEXT_STR_AFIN_OTH | B | PAINTING TO EXTERNAL ARCHITECTURAL FINS (SEE REMARK) | PTEXT | Painting - Exterior | STR | Building structure | AFIN | Architectural fins | OTH | Other
PTEXT_STR_RAMP_NULL | B | PAINTING TO RAMP | PTEXT | Painting - Exterior | STR | Building structure | RAMP | Ramp | NULL
PTEXT_STR_RAMP_OTH | B | PAINTING TO RAMP (SEE REMARK) | PTEXT | Painting - Exterior | STR | Building structure | RAMP | Ramp | OTH | Other
PTEXT_STR_LAD_NULL | B | PAINTING TO LADDER | PTEXT | Painting - Exterior | STR | Building structure | LAD | Ladder | NULL
PTEXT_STR_LAD_OTH | B | PAINTING TO LADDER (SEE REMARK) | PTEXT | Painting - Exterior | STR | Building structure | LAD | Ladder | OTH | Other
PTEXT_FF_NULL_NULL | B | PAINTING TO EXTERNAL FIXTURES & FITTINGS | PTEXT | Painting - Exterior | FF | Fixtures & Fittings | NULL |  | NULL
PTEXT_FF_OTH_NULL | B | PAINTING TO EXTERNAL FIXTURES & FITTINGS (SEE REMARK) | PTEXT | Painting - Exterior | FF | Fixtures & Fittings | OTH | Other | NULL
PTEXT_FF_OTH_OTH | B | PAINTING TO EXTERNAL FIXTURES & FITTINGS (SEE REMARK) | PTEXT | Painting - Exterior | FF | Fixtures & Fittings | OTH | Other | OTH | Other
PTEXT_FF_DRFR_NULL | B | PAINTING TO EXTERNAL DOOR FRAME | PTEXT | Painting - Exterior | FF | Fixtures & Fittings | DRFR | Door Frame | NULL
PTEXT_FF_DRFR_OTH | B | PAINTING TO EXTERNAL DOOR FRAME (SEE REMARK) | PTEXT | Painting - Exterior | FF | Fixtures & Fittings | DRFR | Door Frame | OTH | Other
PTEXT_FF_ROLL_NULL | B | PAINTING TO EXTERNAL ROLLER SHUTTER | PTEXT | Painting - Exterior | FF | Fixtures & Fittings | ROLL | Roller shutter | NULL
PTEXT_FF_ROLL_OTH | B | PAINTING TO EXTERNAL ROLLER SHUTTER (SEE REMARK) | PTEXT | Painting - Exterior | FF | Fixtures & Fittings | ROLL | Roller shutter | OTH | Other
PTEXT_FF_GCOL_NULL | B | PAINTING TO EXTERNAL COLLAPSABLE GATE | PTEXT | Painting - Exterior | FF | Fixtures & Fittings | GCOL | Collapsable gate | NULL
PTEXT_FF_GCOL_OTH | B | PAINTING TO EXTERNAL COLLAPSABLE GATE (SEE REMARK) | PTEXT | Painting - Exterior | FF | Fixtures & Fittings | GCOL | Collapsable gate | OTH | Other
PTEXT_FF_WIN_NULL | B | PAINTING TO WINDOW | PTEXT | Painting - Exterior | FF | Fixtures & Fittings | WIN | Window | NULL
PTEXT_FF_WIN_OTH | B | PAINTING TO WINDOW (SEE REMARK) | PTEXT | Painting - Exterior | FF | Fixtures & Fittings | WIN | Window | OTH | Other
PTEXT_FF_WINFR_NULL | B | PAINTING TO WINDOW FRAME | PTEXT | Painting - Exterior | FF | Fixtures & Fittings | WINFR | Window frame | NULL
PTEXT_FF_WINFR_OTH | B | PAINTING TO WINDOW FRAME (SEE REMARK) | PTEXT | Painting - Exterior | FF | Fixtures & Fittings | WINFR | Window frame | OTH | Other
PTEXT_FF_DR_NULL | B | PAINTING TO EXTERNAL DOOR | PTEXT | Painting - Exterior | FF | Fixtures & Fittings | DR | Door | NULL
PTEXT_FF_DR_OTH | B | PAINTING TO EXTERNAL DOOR (SEE REMARK) | PTEXT | Painting - Exterior | FF | Fixtures & Fittings | DR | Door | OTH | Other
PTEXT_WAT_NULL_NULL | B | PAINTING TO EXTERNAL WATER SUPPLY SYSTEM | PTEXT | Painting - Exterior | WAT | Water supply works | NULL |  | NULL
PTEXT_WAT_PI_NULL | B | PAINTING TO EXTERNAL WATER SUPPLY PIPEWORK | PTEXT | Painting - Exterior | WAT | Water supply works | PI | Pipework | NULL
PTEXT_WAT_PI_OTH | B | PAINTING TO EXTERNAL WATER SUPPLY PIPEWORK (SEE REMARK) | PTEXT | Painting - Exterior | WAT | Water supply works | PI | Pipework | OTH | Other
PTEXT_WAT_OTH_NULL | B | PAINTING TO EXTERNAL WATER SUPPLY SYSTEM (SEE REMARK) | PTEXT | Painting - Exterior | WAT | Water supply works | OTH | Other | NULL
PTEXT_WAT_OTH_OTH | B | PAINTING TO EXTERNAL WATER SUPPLY SYSTEM OTHER (SEE REMARK) | PTEXT | Painting - Exterior | WAT | Water supply works | OTH | Other | OTH | Other
PTEXT_WAT_PBA_NULL | B | PAINTING TO EXTERNAL WATER PIPE BOX ACCESS DOOR | PTEXT | Painting - Exterior | WAT | Water supply works | PBA | Pipe boxing access | NULL
PTEXT_WAT_PBA_OTH | B | PAINTING TO EXTERNAL WATER PIPE BOX ACCESS DOOR (SEE REMARK) | PTEXT | Painting - Exterior | WAT | Water supply works | PBA | Pipe boxing access | OTH | Other
PTEXT_FUR_NULL_NULL | B | PAINTING TO EXTERNAL FURNITURE | PTEXT | Painting - Exterior | FUR | Furniture | NULL |  | NULL
PTEXT_FUR_G_NULL | B | PAINTING TO GATE | PTEXT | Painting - Exterior | FUR | Furniture | G | Gate | NULL
PTEXT_FUR_G_OTH | B | PAINTING TO GATE (SEE REMARK) | PTEXT | Painting - Exterior | FUR | Furniture | G | Gate | OTH | Other
PTEXT_FUR_WL_NULL | B | PAINTING TO EXTERNAL WALL | PTEXT | Painting - Exterior | FUR | Furniture | WL | Wall | NULL
PTEXT_FUR_WL_OTH | B | PAINTING TO EXTERNAL WALL (SEE REMARK) | PTEXT | Painting - Exterior | FUR | Furniture | WL | Wall | OTH | Other
PTEXT_FUR_FENC_NULL | B | PAINTING TO FENCE | PTEXT | Painting - Exterior | FUR | Furniture | FENC | Fence | NULL
PTEXT_FUR_FENC_OTH | B | PAINTING TO FENCE (SEE REMARK) | PTEXT | Painting - Exterior | FUR | Furniture | FENC | Fence | OTH | Other
PTEXT_FUR_BOL_NULL | B | PAINTING TO BOLLARD | PTEXT | Painting - Exterior | FUR | Furniture | BOL | Bollard | NULL
PTEXT_FUR_BOL_OTH | B | PAINTING TO BOLLARD (SEE REMARK) | PTEXT | Painting - Exterior | FUR | Furniture | BOL | Bollard | OTH | Other
PTEXT_FUR_RA_NULL | B | PAINTING TO RAILING | PTEXT | Painting - Exterior | FUR | Furniture | RA | Railing | NULL
PTEXT_FUR_RA_OTH | B | PAINTING TO RAILING (SEE REMARK) | PTEXT | Painting - Exterior | FUR | Furniture | RA | Railing | OTH | Other
PTEXT_FUR_DROP_NULL | B | PAINTING TO DROP BAR | PTEXT | Painting - Exterior | FUR | Furniture | DROP | Drop bar | NULL
PTEXT_FUR_DROP_OTH | B | PAINTING TO DROP BAR (SEE REMARK) | PTEXT | Painting - Exterior | FUR | Furniture | DROP | Drop bar | OTH | Other
PTEXT_FUR_WLRET_NULL | B | PAINTING TO RETAINING WALL | PTEXT | Painting - Exterior | FUR | Furniture | WLRET | Retaining wall | NULL
PTEXT_FUR_WLRET_OTH | B | PAINTING TO RETAINING WALL (SEE REMARK) | PTEXT | Painting - Exterior | FUR | Furniture | WLRET | Retaining wall | OTH | Other
PTEXT_FUR_OTH_NULL | B | PAINTING TO EXTERNAL OBJECT | PTEXT | Painting - Exterior | FUR | Furniture | OTH | Other | NULL
PTEXT_FUR_OTH_OTH | B | PAINT TO POST BOX | PTEXT | Painting - Exterior | FUR | Furniture | OTH | Other | OTH | Other
PTEXT_DRA_NULL_NULL | B | PAINTING TO DRAINAGE SYSTEM | PTEXT | Painting - Exterior | DRA | Drainage works | NULL |  | NULL
PTEXT_DRA_PI_NULL | B | PAINTING TO DRAINAGE PIPE | PTEXT | Painting - Exterior | DRA | Drainage works | PI | Pipework | NULL
PTEXT_DRA_PI_OTH | B | PAINTING TO DRAINAGE PIPE (SEE REMARK) | PTEXT | Painting - Exterior | DRA | Drainage works | PI | Pipework | OTH | Other
PTEXT_DRA_OTH_NULL | B | PAINTING TO DRAINAGE SYSTEM (SEE REMARK) | PTEXT | Painting - Exterior | DRA | Drainage works | OTH | Other | NULL
PTEXT_DRA_OTH_OTH | B | PAINTING TO DRAINAGE (SEE REMARK) | PTEXT | Painting - Exterior | DRA | Drainage works | OTH | Other | OTH | Other
PTEXT_DRA_PBA_NULL | B | PAINTING TO PIPE BOX ACCESS | PTEXT | Painting - Exterior | DRA | Drainage works | PBA | Pipe boxing access | NULL
PTEXT_DRA_PBA_OTH | B | PAINTING TO PIPE BOX ACCESS (SEE REMARK) | PTEXT | Painting - Exterior | DRA | Drainage works | PBA | Pipe boxing access | OTH | Other
PTEXT_RAI_NULL_NULL | B | PAINTING TO RAIN WATER | PTEXT | Painting - Exterior | RAI | Rain water works | NULL |  | NULL
PTEXT_RAI_PI_NULL | B | PAINTING TO RAIN WATER PIPE | PTEXT | Painting - Exterior | RAI | Rain water works | PI | Pipework | NULL
PTEXT_RAI_PI_OTH | B | PAINTING TO RAIN WATER PIPE (SEE REMARK) | PTEXT | Painting - Exterior | RAI | Rain water works | PI | Pipework | OTH | Other
PTEXT_RAI_OTH_NULL | B | PAINTING TO RAIN WATER (SEE REMARK) | PTEXT | Painting - Exterior | RAI | Rain water works | OTH | Other | NULL
PTEXT_RAI_OTH_OTH | B | PAINTING TO RAINWATER PIPE SYSTEM | PTEXT | Painting - Exterior | RAI | Rain water works | OTH | Other | OTH | Other
PTEXT_RAI_PBA_NULL | B | PAINTING TO ACCESS BOX OF RAIN WATER PIPE | PTEXT | Painting - Exterior | RAI | Rain water works | PBA | Pipe boxing access | NULL
PTEXT_RAI_PBA_OTH | B | PAINTING TO ACCESS BOX OF RAIN WATER PIPE (SEE REMARK) | PTEXT | Painting - Exterior | RAI | Rain water works | PBA | Pipe boxing access | OTH | Other
PTINT_NULL_NULL_NULL | B | PAINTING TO INTERNAL | PTINT | Painting - Interior | NULL |  | NULL |  | NULL
PTINT_STR_NULL_NULL | B | PAINTING TO INTERNAL STRUCTURE 1 | PTINT | Painting - Interior | STR | Building structure | NULL |  | NULL
PTINT_STR_FLUE_NULL | B | PAINTING TO INTERNAL BOILER FLUE | PTINT | Painting - Interior | STR | Building structure | FLUE | Boiler flue | NULL
PTINT_STR_FLUE_OTH | B | PAINTING TO INTERNAL BOILER FLUE (SEE REMARK) | PTINT | Painting - Interior | STR | Building structure | FLUE | Boiler flue | OTH | Other
PTINT_STR_STAIR_NULL | B | PAINTING TO INTERNAL STAIR | PTINT | Painting - Interior | STR | Building structure | STAIR | Stairs | NULL
PTINT_STR_STAIR_OTH | B | PAINTING TO INTERNAL STAIR (SEE REAMRK) | PTINT | Painting - Interior | STR | Building structure | STAIR | Stairs | OTH | Other
PTINT_STR_FL_NULL | B | PAINTING TO INTERNAL FLOOR | PTINT | Painting - Interior | STR | Building structure | FL | Floor | NULL
PTINT_STR_FL_OTH | B | PAINTING TO INTERNAL FLOOR (SEE REMARK) | PTINT | Painting - Interior | STR | Building structure | FL | Floor | OTH | Other
PTINT_STR_CLG_NULL | B | PAINTING TO INTERNAL CEILING | PTINT | Painting - Interior | STR | Building structure | CLG | Ceiling | NULL
PTINT_STR_CLG_OTH | B | PAINTING TO INTERNAL CEILING (SEE REMARK) | PTINT | Painting - Interior | STR | Building structure | CLG | Ceiling | OTH | Other
PTINT_STR_W_NULL | B | PAINTING TO INTERNAL WALL | PTINT | Painting - Interior | STR | Building structure | W | Wall | NULL
PTINT_STR_W_OTH | B | PAINTING TO INTERNAL WALL (SEE REMARK) | PTINT | Painting - Interior | STR | Building structure | W | Wall | OTH | Other
PTINT_STR_LS_NULL | B | PAINTING TO INTERNAL LIFT SHAFT | PTINT | Painting - Interior | STR | Building structure | LS | Lift shaft | NULL
PTINT_STR_LS_OTH | B | PAINTING TO INTERNAL LIFT SHAFT (SEE REMARK) | PTINT | Painting - Interior | STR | Building structure | LS | Lift shaft | OTH | Other
PTINT_STR_RAMP_NULL | B | PAINTING TO INTERNAL RAMP | PTINT | Painting - Interior | STR | Building structure | RAMP | Ramp | NULL
PTINT_STR_RAMP_OTH | B | PAINTING TO INTERNAL RAMP (SEE REMARK) | PTINT | Painting - Interior | STR | Building structure | RAMP | Ramp | OTH | Other
PTINT_STR_B_NULL | B | PAINTING TO INTERNAL BEAM | PTINT | Painting - Interior | STR | Building structure | B | Beam | NULL
PTINT_STR_B_OTH | B | PAINTING TO INTERNAL BEAM (SEE REMARK) | PTINT | Painting - Interior | STR | Building structure | B | Beam | OTH | Other
PTINT_STR_C_NULL | B | PAINTING TO INTERNAL COLUNM | PTINT | Painting - Interior | STR | Building structure | C | Column | NULL
PTINT_STR_C_OTH | B | PAINTING TO INTERNAL COLUMN (SEE REMARK) | PTINT | Painting - Interior | STR | Building structure | C | Column | OTH | Other
PTINT_STR_LAD_NULL | B | PAINTING TO INTERNAL LADDER | PTINT | Painting - Interior | STR | Building structure | LAD | Ladder | NULL
PTINT_STR_LAD_OTH | B | PAINTING TO INTERNAL LADDER (SEE REMARK) | PTINT | Painting - Interior | STR | Building structure | LAD | Ladder | OTH | Other
PTINT_FF_NULL_NULL | B | PAINTING TO INTERNAL FIXTURES & FITTINGS | PTINT | Painting - Interior | FF | Fixtures & Fittings | NULL |  | NULL
PTINT_FF_NB_NULL | B | PAINTING TO INTERNAL NOTICE BOARD | PTINT | Painting - Interior | FF | Fixtures & Fittings | NB | Notice board | NULL
PTINT_FF_NB_OTH | B | PAINTING TO INTERNAL NOTICE BOARD | PTINT | Painting - Interior | FF | Fixtures & Fittings | NB | Notice board | OTH | Other
PTINT_FF_OTH_NULL | B | PAINTING TO INTERNAL FIXTURES & FITTINGS (SEE REMARK) | PTINT | Painting - Interior | FF | Fixtures & Fittings | OTH | Other | NULL
PTINT_FF_OTH_OTH | B | PAINTING TO INTERNAL DOOR FRAME AND DOOR SASH (SEE REMARK) | PTINT | Painting - Interior | FF | Fixtures & Fittings | OTH | Other | OTH | Other
PTINT_FF_DRFR_NULL | B | PAINTING TO INTERNAL DOOR FRAME | PTINT | Painting - Interior | FF | Fixtures & Fittings | DRFR | Door Frame | NULL
PTINT_FF_DRFR_OTH | B | PAINTING TO INTERNAL DOOR FRAME (SEE REMARK) | PTINT | Painting - Interior | FF | Fixtures & Fittings | DRFR | Door Frame | OTH | Other
PTINT_FF_ROLL_NULL | B | PAINTING TO INTERNAL ROLLER SHUTTER | PTINT | Painting - Interior | FF | Fixtures & Fittings | ROLL | Roller shutter | NULL
PTINT_FF_ROLL_OTH | B | PAINTING TO INTERNAL ROLLER SHUTTER (SEE REMARK) | PTINT | Painting - Interior | FF | Fixtures & Fittings | ROLL | Roller shutter | OTH | Other
PTINT_FF_GCOL_NULL | B | PAINTING TO INTERNAL COLLAPSABLE GATE | PTINT | Painting - Interior | FF | Fixtures & Fittings | GCOL | Collapsable gate | NULL
PTINT_FF_GCOL_OTH | B | PAINTING TO INTERNAL COLLAPSABLE GATE (SEE REMARK) | PTINT | Painting - Interior | FF | Fixtures & Fittings | GCOL | Collapsable gate | OTH | Other
PTINT_FF_WIN_NULL | B | PAINTING TO INTERNAL WINDOW | PTINT | Painting - Interior | FF | Fixtures & Fittings | WIN | Window | NULL
PTINT_FF_WIN_OTH | B | PAINTING TO INTERNAL WINDOW (SEE REMARK) | PTINT | Painting - Interior | FF | Fixtures & Fittings | WIN | Window | OTH | Other
PTINT_FF_WINFR_NULL | B | PAINTING TO INTERNAL WINDOW FRAME | PTINT | Painting - Interior | FF | Fixtures & Fittings | WINFR | Window frame | NULL
PTINT_FF_WINFR_OTH | B | PAINTING TO INTERNAL WINDOW FRAME (SEE REMARK) | PTINT | Painting - Interior | FF | Fixtures & Fittings | WINFR | Window frame | OTH | Other
PTINT_FF_PARMV_NULL | B | PAINTING TO INTERNAL DRY WALL | PTINT | Painting - Interior | FF | Fixtures & Fittings | PARMV | Moveable partition | NULL
PTINT_FF_PARMV_OTH | B | PAINTING TO INTERNAL DRY WALL (SEE REMARK) | PTINT | Painting - Interior | FF | Fixtures & Fittings | PARMV | Moveable partition | OTH | Other
PTINT_FF_PARCU_NULL | B | PAINTING TO CUBICLE PARTITION | PTINT | Painting - Interior | FF | Fixtures & Fittings | PARCU | Cubicle partition | NULL
PTINT_FF_PARCU_OTH | B | PAINTING TO CUBICLE PARTITION(SEE REMARK) | PTINT | Painting - Interior | FF | Fixtures & Fittings | PARCU | Cubicle partition | OTH | Other
PTINT_FF_DR_NULL | B | PAINTING TO CUBICLE DOOR | PTINT | Painting - Interior | FF | Fixtures & Fittings | DR | Door | NULL
PTINT_FF_DR_OTH | B | PAINTING TO CUBICLE DOOR (SEE REMARK) | PTINT | Painting - Interior | FF | Fixtures & Fittings | DR | Door | OTH | Other
PTINT_WAT_NULL_NULL | B | PAINTING TO WATER SUPPLY SYSTEM | PTINT | Painting - Interior | WAT | Water supply works | NULL |  | NULL
PTINT_WAT_PI_NULL | B | PAINTING TO WATER SUPPLY PIPE | PTINT | Painting - Interior | WAT | Water supply works | PI | Pipework | NULL
PTINT_WAT_PI_OTH | B | PAINTING TO WATER SUPPLY PIPE (SEE REMARK) | PTINT | Painting - Interior | WAT | Water supply works | PI | Pipework | OTH | Other
PTINT_WAT_OTH_NULL | B | PAINTING TO WATER SUPPLY PIPE | PTINT | Painting - Interior | WAT | Water supply works | OTH | Other | NULL
PTINT_WAT_OTH_OTH | B | PAINTING TO WATER SUPPLY PIPE (SEE REMARK) | PTINT | Painting - Interior | WAT | Water supply works | OTH | Other | OTH | Other
PTINT_WAT_PBA_NULL | B | PAINTING TO WATER SUPPLY PIPE ACCESS BOX | PTINT | Painting - Interior | WAT | Water supply works | PBA | Pipe boxing access | NULL
PTINT_WAT_PBA_OTH | B | PAINTING TO WATER SUPPLY PIPE ACCESS BOX (SEE REMARK) | PTINT | Painting - Interior | WAT | Water supply works | PBA | Pipe boxing access | OTH | Other
PTINT_FUR_NULL_NULL | B | PAINTING TO INTERNAL OBJECT | PTINT | Painting - Interior | FUR | Furniture | NULL |  | NULL
PTINT_FUR_OTH_NULL | B | PAINTING TO INTERNAL OBJECT (SEE REMAKR) | PTINT | Painting - Interior | FUR | Furniture | OTH | Other | NULL
PTINT_FUR_OTH_OTH | B | PAINTING TO INTERNAL OBJECT OTHER (SEE REMARK) | PTINT | Painting - Interior | FUR | Furniture | OTH | Other | OTH | Other
PTINT_FUR_SR_NULL | B | PAINTING TO INTERNAL SHELF & RACK | PTINT | Painting - Interior | FUR | Furniture | SR | Shelf & Rack | NULL
PTINT_FUR_SR_OTH | B | PAINTING TO INTERNAL SHELF & RACK (SEE REMARK) | PTINT | Painting - Interior | FUR | Furniture | SR | Shelf & Rack | OTH | Other
PTINT_FUR_WAR_NULL | B | PAINTING TO WARDROBE | PTINT | Painting - Interior | FUR | Furniture | WAR | Wardrobe | NULL
PTINT_FUR_WAR_OTH | B | PAINTING TO WARDROBE (SEE REMARK) | PTINT | Painting - Interior | FUR | Furniture | WAR | Wardrobe | OTH | Other
PTINT_FUR_CUP_NULL | B | PAINTING TO INTERNAL CUPBOARD | PTINT | Painting - Interior | FUR | Furniture | CUP | Cupboard | NULL
PTINT_FUR_CUP_OTH | B | PAINTING TO INTERNAL CUPBOARD (SEE REMARK) | PTINT | Painting - Interior | FUR | Furniture | CUP | Cupboard | OTH | Other
PTINT_FUR_BEN_NULL | B | PAINTING TO INTERNAL BENCH | PTINT | Painting - Interior | FUR | Furniture | BEN | Bench | NULL
PTINT_FUR_BEN_OTH | B | PAINTING TO INTERNAL BENCH (SEE REMARK) | PTINT | Painting - Interior | FUR | Furniture | BEN | Bench | OTH | Other
PTINT_FUR_WORK_NULL | B | PAINTING TO INTERNAL WORKTOP | PTINT | Painting - Interior | FUR | Furniture | WORK | Worktop | NULL
PTINT_FUR_WORK_OTH | B | PAINTING TO INTERNAL WORKTOP (SEE REMARK) | PTINT | Painting - Interior | FUR | Furniture | WORK | Worktop | OTH | Other
PTINT_DRA_NULL_NULL | B | PAINTING TO INTERNAL DRAINAGE WORK | PTINT | Painting - Interior | DRA | Drainage works | NULL |  | NULL
PTINT_DRA_PI_NULL | B | PAINTING TO INTERNAL DRAINAGE PIPE | PTINT | Painting - Interior | DRA | Drainage works | PI | Pipework | NULL
PTINT_DRA_PI_OTH | B | PAINTING TO INTERNAL DRAINAGE PIPE (SEE REMARK) | PTINT | Painting - Interior | DRA | Drainage works | PI | Pipework | OTH | Other
PTINT_DRA_OTH_NULL | B | PAINTING TO INTERNAL DRAINAGE WORK (SEE REMARK) | PTINT | Painting - Interior | DRA | Drainage works | OTH | Other | NULL
PTINT_DRA_OTH_OTH | B | PAINTING TO INTERNAL DRAINAGE SYSTEM (SEE REMARK) | PTINT | Painting - Interior | DRA | Drainage works | OTH | Other | OTH | Other
PTINT_DRA_PBA_NULL | B | PAINTING TO ACCESS INTERNAL DRAINAGE PIPE BOX | PTINT | Painting - Interior | DRA | Drainage works | PBA | Pipe boxing access | NULL
PTINT_DRA_PBA_OTH | B | PAINTING TO ACCESS INTERNAL DRAINAGE PIPE BOX (SEE REMARK) | PTINT | Painting - Interior | DRA | Drainage works | PBA | Pipe boxing access | OTH | Other
PTINT_RAI_NULL_NULL | B | PAINTING TO INTERNAL RAIN WATER SYSTEM | PTINT | Painting - Interior | RAI | Rain water works | NULL |  | NULL
PTINT_RAI_PI_NULL | B | PAINTING TO INTERNAL RAIN WATER PIPE | PTINT | Painting - Interior | RAI | Rain water works | PI | Pipework | NULL
PTINT_RAI_PI_OTH | B | PAINTING TO INTERNAL RAIN WATER PIPE (SEE REMARK) | PTINT | Painting - Interior | RAI | Rain water works | PI | Pipework | OTH | Other
PTINT_RAI_OTH_NULL | B | PAINTING TO INTERNAL RAIN WATER SYSTEM (SEE REMARK) | PTINT | Painting - Interior | RAI | Rain water works | OTH | Other | NULL
PTINT_RAI_OTH_OTH | B | PAINTING TO INTERNAL RAIN WATER SYSTEM OTHER (SEE REMARK) | PTINT | Painting - Interior | RAI | Rain water works | OTH | Other | OTH | Other
PTINT_RAI_PBA_NULL | B | PAINTING TO ACCESS PIPE BOX OF INTERNAL RAIN WATER SYSTEM (SEE REMARK) | PTINT | Painting - Interior | RAI | Rain water works | PBA | Pipe boxing access | NULL
PTINT_RAI_PBA_OTH | B | PAINTING TO ACCESS PIPE BOX OF INTERNAL RAIN WATER SYSTEM (SEE REMARK) | PTINT | Painting - Interior | RAI | Rain water works | PBA | Pipe boxing access | OTH | Other
UMAT_NULL_NULL_NULL | B | UNWANTED MATERIAL | UMAT | Unwanted Materials | NULL |  | NULL |  | NULL
UMAT_ASB_NULL_NULL | B | ASBESTO MATERIAL | UMAT | Unwanted Materials | ASB | Asbestos Containing Materials | NULL |  | NULL
UMAT_ASB_SURMA_NULL | B | ASBESTO SURFACE MATERIAL | UMAT | Unwanted Materials | ASB | Asbestos Containing Materials | SURMA | Surfacing Materials | NULL
UMAT_ASB_SURMA_OTH | B | ASBESTO SURFACE MATERIAL (SEE REMARK) | UMAT | Unwanted Materials | ASB | Asbestos Containing Materials | SURMA | Surfacing Materials | OTH | Other
UMAT_ASB_HTIN_NULL | B | ASBESTO HEAT INSULATION | UMAT | Unwanted Materials | ASB | Asbestos Containing Materials | HTIN | Heat Insulation | NULL
UMAT_ASB_HTIN_OTH | B | ASBESTO HEAT INSULATION (SEE REMARK) | UMAT | Unwanted Materials | ASB | Asbestos Containing Materials | HTIN | Heat Insulation | OTH | Other
UMAT_ASB_CBPRO_NULL | B | ASBESTO CEMENT BASED PRODUCT | UMAT | Unwanted Materials | ASB | Asbestos Containing Materials | CBPRO | Cement based products | NULL
UMAT_ASB_CBPRO_OTH | B | ASBESTO CEMENT BASED PRODUCT (SEE REMARK) | UMAT | Unwanted Materials | ASB | Asbestos Containing Materials | CBPRO | Cement based products | OTH | Other
UMAT_ASB_ABPRO_NULL | B | ASBESTO ASPHALT BASED PRODUCT | UMAT | Unwanted Materials | ASB | Asbestos Containing Materials | ABPRO | Asphalt based products | NULL
UMAT_ASB_ABPRO_OTH | B | ASBESTO ASPHALT BASED PRODUCT (SEE REMARK) | UMAT | Unwanted Materials | ASB | Asbestos Containing Materials | ABPRO | Asphalt based products | OTH | Other
UMAT_ASB_P_NULL | B | ASBESTO PLASTERING | UMAT | Unwanted Materials | ASB | Asbestos Containing Materials | P | Plastering | NULL
UMAT_ASB_P_OTH | B | ASBESTO PLASTERING (SEE REMARK) | UMAT | Unwanted Materials | ASB | Asbestos Containing Materials | P | Plastering | OTH | Other
UMAT_ASB_VBPRO_NULL | B | ABSESTO VINYL BASED PRODUCTS | UMAT | Unwanted Materials | ASB | Asbestos Containing Materials | VBPRO | Vinyl based products | NULL
UMAT_ASB_VBPRO_OTH | B | ABSESTO VINYL BASED PRODUCTS (SEE REMARK) | UMAT | Unwanted Materials | ASB | Asbestos Containing Materials | VBPRO | Vinyl based products | OTH | Other
BWBS_NULL_NULL_NULL | B | BUILDER'S WORK FOR BUILDING SERVICE INSTALLATIONS | BWBS | Builder's works for building services installations | NULL |  | NULL |  | NULL
BWBS_ELECT_NULL_NULL | B | BUILDER'S WORK FOR ELECTRICAL WORK | BWBS | Builder's works for building services installations | ELECT | For electrical works | NULL |  | NULL
BWBS_AC_NULL_NULL | B | BUILDER'S WORK FOR AIR CONDITION | BWBS | Builder's works for building services installations | AC | For air conditioning | NULL |  | NULL
BWBS_FS_NULL_NULL | B | BUILDER'S WORK FOR FIRE SERVICE | BWBS | Builder's works for building services installations | FS | For fire service | NULL |  | NULL
BWBS_FLOOD_NULL_NULL | B | BUILDER'S WORK FOR FLOOD LIGHT | BWBS | Builder's works for building services installations | FLOOD | For flood light | NULL |  | NULL
DRA_NULL_NULL_NULL | B | DRAINAGE WORK | DRA | Drainage Works | NULL |  | NULL |  | NULL
DRA_SOIL_NULL_NULL | B | SOIL & WASTE SYSTEM | DRA | Drainage Works | SOIL | Soil & Waste system | NULL |  | NULL
DRA_SOIL_PI_NULL | B | SOIL & WASTE PIPE | DRA | Drainage Works | SOIL | Soil & Waste system | PI | Pipework | NULL
DRA_SOIL_PI_GS | B | GALVANIZED STEEL SOIL & WASTE PIPE | DRA | Drainage Works | SOIL | Soil & Waste system | PI | Pipework | GS | Galvanized steel
DRA_SOIL_PI_CI | B | CAST IRON SOIL & WASTE PIPE | DRA | Drainage Works | SOIL | Soil & Waste system | PI | Pipework | CI | Cast iron
DRA_SOIL_PI_UPVC | B | UPVC SOIL & WASTE PIPE | DRA | Drainage Works | SOIL | Soil & Waste system | PI | Pipework | UPVC | UPVC
DRA_SOIL_PI_OTH | B | SOIL & WASTE PIPE (SEE REMARK) | DRA | Drainage Works | SOIL | Soil & Waste system | PI | Pipework | OTH | Other
DRA_SOIL_PI_PE | B | POLYETHYLENE SOIL & WASTE PIPE | DRA | Drainage Works | SOIL | Soil & Waste system | PI | Pipework | PE | Polyethylene
DRA_SOIL_TR_NULL | B | TRAP OF SOIL & WASTE | DRA | Drainage Works | SOIL | Soil & Waste system | TR | Trap | NULL
DRA_SOIL_TR_TRBOT | B | BOTTLE TRAP | DRA | Drainage Works | SOIL | Soil & Waste system | TR | Trap | TRBOT | Bottle trap
DRA_SOIL_TR_TRS | B | S-TRAP | DRA | Drainage Works | SOIL | Soil & Waste system | TR | Trap | TRS | S-trap
DRA_SOIL_TR_TRP | B | P-TRAP | DRA | Drainage Works | SOIL | Soil & Waste system | TR | Trap | TRP | P-trap
DRA_SOIL_TR_OTH | B | TRAP OF SOIL & WASTE (SEE REMARK) | DRA | Drainage Works | SOIL | Soil & Waste system | TR | Trap | OTH | Other
DRA_SOIL_GUL_NULL | B | GULLY OF TRAP SOIL & WASTE | DRA | Drainage Works | SOIL | Soil & Waste system | GUL | Gully | NULL
DRA_SOIL_GUL_GS | B | GALVANIZED STEEL GULLY OF SOIL & WASTE | DRA | Drainage Works | SOIL | Soil & Waste system | GUL | Gully | GS | Galvanized steel
DRA_SOIL_GUL_CI | B | CAST IRON GULLY OF SOIL & WASTE | DRA | Drainage Works | SOIL | Soil & Waste system | GUL | Gully | CI | Cast iron
DRA_SOIL_GUL_UPVC | B | UPVC GULLY OF SOIL & WASTE | DRA | Drainage Works | SOIL | Soil & Waste system | GUL | Gully | UPVC | UPVC
DRA_SOIL_GUL_OTH | B | GULLY OF SOIL & WASTE (SEE REMARK) | DRA | Drainage Works | SOIL | Soil & Waste system | GUL | Gully | OTH | Other
DRA_SOIL_ROD_NULL | B | RODDING EYE OF SOIL & WASTE | DRA | Drainage Works | SOIL | Soil & Waste system | ROD | Rodding eye | NULL
DRA_SOIL_ROD_OTH | B | RODDING EYE OF SOIL & WASTE (SEE REMARK) | DRA | Drainage Works | SOIL | Soil & Waste system | ROD | Rodding eye | OTH | Other
DRA_SOIL_PIV_NULL | B | VENT PIPE | DRA | Drainage Works | SOIL | Soil & Waste system | PIV | Vent pipe | NULL
DRA_SOIL_PIV_VB | B | VENT PIPE BALLON GRATING | DRA | Drainage Works | SOIL | Soil & Waste system | PIV | Vent pipe | VB | Ball valve
DRA_SOIL_PIV_VDUR | B | DURGO VALVE OF VENT PIPE | DRA | Drainage Works | SOIL | Soil & Waste system | PIV | Vent pipe | VDUR | Durgo valve
DRA_SOIL_PIV_OTH | B | VENT PIPE (SEE REMARK) | DRA | Drainage Works | SOIL | Soil & Waste system | PIV | Vent pipe | OTH | Other
DRA_SOIL_FIT_NULL | B | FITTING OF SOIL & WASTE | DRA | Drainage Works | SOIL | Soil & Waste system | FIT | Fitting | NULL
DRA_SOIL_FIT_BE | B | BEND OF SOIL & WASTE | DRA | Drainage Works | SOIL | Soil & Waste system | FIT | Fitting | BE | Bend
DRA_SOIL_FIT_SOCK | B | SOCKET OF SOIL & WASTE | DRA | Drainage Works | SOIL | Soil & Waste system | FIT | Fitting | SOCK | Socket
DRA_SOIL_FIT_T | B | TEE OF SOIL & WASTE | DRA | Drainage Works | SOIL | Soil & Waste system | FIT | Fitting | T | Tee
DRA_SOIL_FIT_OTH | B | FITTING OF SOIL & WASTE (SEE REMARK) | DRA | Drainage Works | SOIL | Soil & Waste system | FIT | Fitting | OTH | Other
DRA_SOIL_SUP_NULL | B | SUPPORT OF SOIL & WASTE PIPE | DRA | Drainage Works | SOIL | Soil & Waste system | SUP | Support | NULL
DRA_SOIL_SUP_BRAC | B | FIXING BRACKET OF SOIL & WASTE PIPE | DRA | Drainage Works | SOIL | Soil & Waste system | SUP | Support | BRAC | Bracket
DRA_SOIL_SUP_OTH | B | SUPPORT OF SOIL & WASTE PIPE (SEE REMARK) | DRA | Drainage Works | SOIL | Soil & Waste system | SUP | Support | OTH | Other
DRA_SOIL_SUP_CLA | B | PIPE CLAMP OF SOIL & WASTE PIPE | DRA | Drainage Works | SOIL | Soil & Waste system | SUP | Support | CLA | Clamp
DRA_SOIL_OUT_NULL | B | OUTLET OF SOIL & WASTE PIPE | DRA | Drainage Works | SOIL | Soil & Waste system | OUT | Outlet | NULL
DRA_SOIL_OUT_GRAT | B | GRATING OF SOIL & WASTE PIPE | DRA | Drainage Works | SOIL | Soil & Waste system | OUT | Outlet | GRAT | Grating
DRA_SOIL_OUT_OTH | B | OUTLET OF SOIL & WASTE PIPE (SEE REMARK) | DRA | Drainage Works | SOIL | Soil & Waste system | OUT | Outlet | OTH | Other
DRA_DUG_NULL_NULL | B | UNDERGROUND DRAINAGE SYSTEM | DRA | Drainage Works | DUG | Underground drainage | NULL |  | NULL
DRA_DUG_PI_NULL | B | UNDERGROUND DRANAGE PIPE | DRA | Drainage Works | DUG | Underground drainage | PI | Pipework | NULL
DRA_DUG_PI_CONC | B | UNDERGROUND CONCRETE DRAIN PIPE | DRA | Drainage Works | DUG | Underground drainage | PI | Pipework | CONC | Concrete
DRA_DUG_PI_CI | B | UNDERGROUND CAST IRON DRAIN PIPE | DRA | Drainage Works | DUG | Underground drainage | PI | Pipework | CI | Cast iron
DRA_DUG_PI_CLAY | B | UNDERGROUND VITRIFIED CLAY DRAIN PIPE | DRA | Drainage Works | DUG | Underground drainage | PI | Pipework | CLAY | Vitrified clay
DRA_DUG_PI_OTH | B | UNDERGROUND DRANAGE PIPE (SEE REMARK) | DRA | Drainage Works | DUG | Underground drainage | PI | Pipework | OTH | Other
DRA_DUG_PI_PIPER | B | UNDERGROUND PERFORATED DRANAGE PIPE | DRA | Drainage Works | DUG | Underground drainage | PI | Pipework | PIPER | Perforated pipe
DRA_DUG_SCEP_NULL | B | SCEPTIC TANK | DRA | Drainage Works | DUG | Underground drainage | SCEP | Sceptic tank | NULL
DRA_DUG_SCEP_CONC | B | CONCRETE SCEPTIC TANK | DRA | Drainage Works | DUG | Underground drainage | SCEP | Sceptic tank | CONC | Concrete
DRA_DUG_SCEP_BR | B | BRICK SCEPTIC TANK | DRA | Drainage Works | DUG | Underground drainage | SCEP | Sceptic tank | BR | Brickwork
DRA_DUG_SCEP_OTH | B | SCEPTIC TANK (SEE REMARK) | DRA | Drainage Works | DUG | Underground drainage | SCEP | Sceptic tank | OTH | Other
DRA_DUG_CESS_NULL | B | CESSPOOL | DRA | Drainage Works | DUG | Underground drainage | CESS | Cesspool | NULL
DRA_DUG_CESS_CONC | B | CONCRETE CESSPOOL | DRA | Drainage Works | DUG | Underground drainage | CESS | Cesspool | CONC | Concrete
DRA_DUG_CESS_BR | B | BRICK CESSPOOL | DRA | Drainage Works | DUG | Underground drainage | CESS | Cesspool | BR | Brickwork
DRA_DUG_CESS_OTH | B | CESSPOOL (SEE REMARK) | DRA | Drainage Works | DUG | Underground drainage | CESS | Cesspool | OTH | Other
DRA_DUG_MH_NULL | B | MANHOLE | DRA | Drainage Works | DUG | Underground drainage | MH | Manhole | NULL
DRA_DUG_MH_CONC | B | CONCRETE MANHOLE | DRA | Drainage Works | DUG | Underground drainage | MH | Manhole | CONC | Concrete
DRA_DUG_MH_BR | B | BRICKWORK MANHOLE | DRA | Drainage Works | DUG | Underground drainage | MH | Manhole | BR | Brickwork
DRA_DUG_MH_OTH | B | MANHOLE (SEE REMARK) | DRA | Drainage Works | DUG | Underground drainage | MH | Manhole | OTH | Other
DRA_DUG_GRAT_NULL | B | UNDERGROUND DRAINAGE GRATING | DRA | Drainage Works | DUG | Underground drainage | GRAT | Grating | NULL
DRA_DUG_GRAT_CI | B | CAST IRON UNDERGROUND DRAINAGE GRATING | DRA | Drainage Works | DUG | Underground drainage | GRAT | Grating | CI | Cast iron
DRA_DUG_GRAT_MS | B | MILD STEEL UNDERGROUND DRAINAGE GRATING | DRA | Drainage Works | DUG | Underground drainage | GRAT | Grating | MS | Mild steel
DRA_DUG_GRAT_SS | B | STAINLESS STEEL UNDERGROUND DRAINAGE GRATING | DRA | Drainage Works | DUG | Underground drainage | GRAT | Grating | SS | Stainless steel
DRA_DUG_GRAT_OTH | B | UNDERGROUND DRAINAGE GRATING (SEE REMARK) | DRA | Drainage Works | DUG | Underground drainage | GRAT | Grating | OTH | Other
DRA_DUG_V_NULL | B | UNDERGROUND DRAINAGE VALVE | DRA | Drainage Works | DUG | Underground drainage | V | Valve | NULL
DRA_DUG_V_OTH | B | UNDERGROUND DRAINAGE VALVE (SEE REMARK) | DRA | Drainage Works | DUG | Underground drainage | V | Valve | OTH | Other
DRA_DUG_V_VCIG | B | C.I. UNDERGROUND DRAINAGE GATE VALVE | DRA | Drainage Works | DUG | Underground drainage | V | Valve | VCIG | C.I. gate valve
DRA_DUG_V_VCIC | B | C.I. UNDERGROUND DRAINAGE CHECK VALVE | DRA | Drainage Works | DUG | Underground drainage | V | Valve | VCIC | C.I. check valve
DRA_DUG_ICEG_NULL | B | GREASE INTERCEPTOR | DRA | Drainage Works | DUG | Underground drainage | ICEG | Grease interceptor | NULL
DRA_DUG_ICEG_CONC | B | CONCRETE GREASE INTERCEPTOR | DRA | Drainage Works | DUG | Underground drainage | ICEG | Grease interceptor | CONC | Concrete
DRA_DUG_ICEG_BR | B | BRICK GREASE INTERCEPTOR | DRA | Drainage Works | DUG | Underground drainage | ICEG | Grease interceptor | BR | Brickwork
DRA_DUG_ICEG_OTH | B | GREASE INTERCEPTOR (SEE REMARK) | DRA | Drainage Works | DUG | Underground drainage | ICEG | Grease interceptor | OTH | Other
DRA_DUG_FRM_NULL | B | UNDERGROUND DRAINAGE FRAME | DRA | Drainage Works | DUG | Underground drainage | FRM | Frame | NULL
DRA_DUG_FRM_CI | B | CAST IRON FRAME OF UNDERGROUND DRAINAGE | DRA | Drainage Works | DUG | Underground drainage | FRM | Frame | CI | Cast iron
DRA_DUG_FRM_SS | B | STAINLESS STEEL FRAME OF UNDERGROUND DRAINAGE | DRA | Drainage Works | DUG | Underground drainage | FRM | Frame | SS | Stainless steel
DRA_DUG_FRM_OTH | B | UNDERGROUND DRAINAGE FRAME (SEE REMARK) | DRA | Drainage Works | DUG | Underground drainage | FRM | Frame | OTH | Other
DRA_DUG_TRGUL_NULL | B | GULLY TRAP OF UNDERGROUND DRAINAGE | DRA | Drainage Works | DUG | Underground drainage | TRGUL | Gully trap | NULL
DRA_DUG_TRGUL_OTH | B | GULLY TRAP OF UNDERGROUND DRAINAGE (SEE REMARK) | DRA | Drainage Works | DUG | Underground drainage | TRGUL | Gully trap | OTH | Other
DRA_DUG_TRGUL_TYCIS | B | C.I. SEALED GULLY TRAP OF UNDERGROUND DRAINAGE | DRA | Drainage Works | DUG | Underground drainage | TRGUL | Gully trap | TYCIS | C.I. sealed type
DRA_DUG_TRGUL_TYCIO | B | C.I. OPEN GULLY TRAP OF UNDERGROUND DRAINAGE | DRA | Drainage Works | DUG | Underground drainage | TRGUL | Gully trap | TYCIO | C.I. open grating type
DRA_DUG_ICEP_NULL | B | PETROL INTERCEPTOR | DRA | Drainage Works | DUG | Underground drainage | ICEP | Petrol interceptor | NULL
DRA_DUG_ICEP_CONC | B | CONCRETE PETROL INTERCEPTOR | DRA | Drainage Works | DUG | Underground drainage | ICEP | Petrol interceptor | CONC | Concrete
DRA_DUG_ICEP_BR | B | BRICK PETROL INTERCEPTOR | DRA | Drainage Works | DUG | Underground drainage | ICEP | Petrol interceptor | BR | Brickwork
DRA_DUG_ICEP_OTH | B | PETROL INTERCEPTOR (SEE REMARK) | DRA | Drainage Works | DUG | Underground drainage | ICEP | Petrol interceptor | OTH | Other
DRA_DUG_PITS_NULL | B | SUMP PIT | DRA | Drainage Works | DUG | Underground drainage | PITS | Sump pit | NULL
DRA_DUG_PITS_CONC | B | CONCRETE SUMP PIT | DRA | Drainage Works | DUG | Underground drainage | PITS | Sump pit | CONC | Concrete
DRA_DUG_PITS_BR | B | BRICK SUMP PIT | DRA | Drainage Works | DUG | Underground drainage | PITS | Sump pit | BR | Brickwork
DRA_DUG_PITS_OTH | B | SUMP PIT (SEE REMARK) | DRA | Drainage Works | DUG | Underground drainage | PITS | Sump pit | OTH | Other
DRA_DUG_CHAN_NULL | B | CHANNEL | DRA | Drainage Works | DUG | Underground drainage | CHAN | Channel | NULL
DRA_DUG_CHAN_CONC | B | CONCRETE CHANNEL | DRA | Drainage Works | DUG | Underground drainage | CHAN | Channel | CONC | Concrete
DRA_DUG_CHAN_OTH | B | CHANNEL (SEE REMARK) | DRA | Drainage Works | DUG | Underground drainage | CHAN | Channel | OTH | Other
DRA_DUG_TRSAN_NULL | B | SAND TRAP | DRA | Drainage Works | DUG | Underground drainage | TRSAN | Sand trap | NULL
DRA_DUG_TRSAN_CONC | B | CONCRETE SAND TRAP | DRA | Drainage Works | DUG | Underground drainage | TRSAN | Sand trap | CONC | Concrete
DRA_DUG_TRSAN_OTH | B | SAND TRAP (SEE REMARK) | DRA | Drainage Works | DUG | Underground drainage | TRSAN | Sand trap | OTH | Other
DRA_DUG_PITC_NULL | B | CATCH PIT | DRA | Drainage Works | DUG | Underground drainage | PITC | Catch pit | NULL
DRA_DUG_PITC_CONC | B | CONCRETE CATCH PIT | DRA | Drainage Works | DUG | Underground drainage | PITC | Catch pit | CONC | Concrete
DRA_DUG_PITC_OTH | B | CATCH PIT (SEE REMARK) | DRA | Drainage Works | DUG | Underground drainage | PITC | Catch pit | OTH | Other
DRA_DUG_PITD_NULL | B | DISCONNECTING PIT | DRA | Drainage Works | DUG | Underground drainage | PITD | Disconnecting pit | NULL
DRA_DUG_PITD_CI | B | CAST IRON DISCOUNNECTING PIT | DRA | Drainage Works | DUG | Underground drainage | PITD | Disconnecting pit | CI | Cast iron
DRA_DUG_PITD_OTH | B | DISCONNECTING PIT (SEE REMARK) | DRA | Drainage Works | DUG | Underground drainage | PITD | Disconnecting pit | OTH | Other
DRA_DUG_INFA_NULL | B | FRESH AIR INLET | DRA | Drainage Works | DUG | Underground drainage | INFA | Fresh air inlet | NULL
DRA_DUG_INFA_CI | B | CAST IRON FRESH AIR INLET | DRA | Drainage Works | DUG | Underground drainage | INFA | Fresh air inlet | CI | Cast iron
DRA_DUG_INFA_OTH | B | FRESH AIR INLET (SEE REMARK) | DRA | Drainage Works | DUG | Underground drainage | INFA | Fresh air inlet | OTH | Other
RAI_NULL_NULL_NULL | B | RAIN WATER WORKS | RAI | Rain Water Works | NULL |  | NULL |  | NULL
RAI_RAIN_NULL_NULL | B | RAINWATE SYSTEM | RAI | Rain Water Works | RAIN | Rainwater system | NULL |  | NULL
RAI_RAIN_GUT_NULL | B | GUTTER | RAI | Rain Water Works | RAIN | Rainwater system | GUT | Gutter | NULL
RAI_RAIN_GUT_CONC | B | CONCRETE GUTTER | RAI | Rain Water Works | RAIN | Rainwater system | GUT | Gutter | CONC | Concrete
RAI_RAIN_GUT_ASP | B | ASPHALT GUTTER | RAI | Rain Water Works | RAIN | Rainwater system | GUT | Gutter | ASP | Asphalt
RAI_RAIN_GUT_LEA | B | LEAD GUTTER | RAI | Rain Water Works | RAIN | Rainwater system | GUT | Gutter | LEA | Lead
RAI_RAIN_GUT_CI | B | CAST IRON GUTTER | RAI | Rain Water Works | RAIN | Rainwater system | GUT | Gutter | CI | Cast iron
RAI_RAIN_GUT_UPVC | B | UPVC GUTTER | RAI | Rain Water Works | RAIN | Rainwater system | GUT | Gutter | UPVC | UPVC
RAI_RAIN_GUT_GMS | B | GALVANIZED MILD STEEL GUTTER | RAI | Rain Water Works | RAIN | Rainwater system | GUT | Gutter | GMS | Galvanized mild steel
RAI_RAIN_GUT_SP | B | PRESSED STEEL GUTTER | RAI | Rain Water Works | RAIN | Rainwater system | GUT | Gutter | SP | Pressed steel
RAI_RAIN_GUT_OTH | B | GUTTER (SEE REMARK) | RAI | Rain Water Works | RAIN | Rainwater system | GUT | Gutter | OTH | Other
RAI_RAIN_GUT_AL | B | ALUMINIUM GUTTER | RAI | Rain Water Works | RAIN | Rainwater system | GUT | Gutter | AL | Aluminium
RAI_RAIN_PIDN_NULL | B | RAINWATER DOWNPIPE | RAI | Rain Water Works | RAIN | Rainwater system | PIDN | Downpipe | NULL
RAI_RAIN_PIDN_CI | B | CAST IRON RAINWATER DOWNPIPE | RAI | Rain Water Works | RAIN | Rainwater system | PIDN | Downpipe | CI | Cast iron
RAI_RAIN_PIDN_UPVC | B | UPVC RAINWATER DOWNPIPE | RAI | Rain Water Works | RAIN | Rainwater system | PIDN | Downpipe | UPVC | UPVC
RAI_RAIN_PIDN_GMS | B | GALVANIZED MILD STEEL RAINWATER DOWNPIPE | RAI | Rain Water Works | RAIN | Rainwater system | PIDN | Downpipe | GMS | Galvanized mild steel
RAI_RAIN_PIDN_SP | B | PRESSED STEEL RAINWATER DOWNPIPE | RAI | Rain Water Works | RAIN | Rainwater system | PIDN | Downpipe | SP | Pressed steel
RAI_RAIN_PIDN_OTH | B | DOWNPIPE OF RAINWATER | RAI | Rain Water Works | RAIN | Rainwater system | PIDN | Downpipe | OTH | Other
RAI_RAIN_PIDN_AL | B | ALUMINIUM RAINWATER DOWNPIPE | RAI | Rain Water Works | RAIN | Rainwater system | PIDN | Downpipe | AL | Aluminium
RAI_RAIN_SC_NULL | B | RAINWATER SURFACE CHANNEL | RAI | Rain Water Works | RAIN | Rainwater system | SC | Surface channel | NULL
RAI_RAIN_SC_CONC | B | CONCRETE RAINWATER SURFACE CHANNEL | RAI | Rain Water Works | RAIN | Rainwater system | SC | Surface channel | CONC | Concrete
RAI_RAIN_SC_OTH | B | RAINWATER SURFACE CHANNEL (SEE REMARK) | RAI | Rain Water Works | RAIN | Rainwater system | SC | Surface channel | OTH | Other
RAI_RAIN_GRAT_NULL | B | RAINWATER GRATING | RAI | Rain Water Works | RAIN | Rainwater system | GRAT | Grating | NULL
RAI_RAIN_GRAT_CI | B | RAINWATER CAST IRON GRATING | RAI | Rain Water Works | RAIN | Rainwater system | GRAT | Grating | CI | Cast iron
RAI_RAIN_GRAT_MS | B | RAINWATER MILD STEEL GRATING | RAI | Rain Water Works | RAIN | Rainwater system | GRAT | Grating | MS | Mild steel
RAI_RAIN_GRAT_SS | B | RAINWATER STAINLESS STEEL GRATING | RAI | Rain Water Works | RAIN | Rainwater system | GRAT | Grating | SS | Stainless steel
RAI_RAIN_GRAT_OTH | B | RAINWATER GRATING (SEE REMARK) | RAI | Rain Water Works | RAIN | Rainwater system | GRAT | Grating | OTH | Other
RAI_RAIN_PBA_NULL | B | ACCESS OF RAINWATER PIPE BOX | RAI | Rain Water Works | RAIN | Rainwater system | PBA | Pipe boxing access | NULL
RAI_RAIN_PBA_OTH | B | ACCESS OF RAINWATER PIPE BOX (SEE REMARK) | RAI | Rain Water Works | RAIN | Rainwater system | PBA | Pipe boxing access | OTH | Other
RAI_RAIN_OUT_NULL | B | RAINWATER OUTLET | RAI | Rain Water Works | RAIN | Rainwater system | OUT | Outlet | NULL
RAI_RAIN_OUT_GRAT | B | RAINWATER OUTLET GRATING | RAI | Rain Water Works | RAIN | Rainwater system | OUT | Outlet | GRAT | Grating
RAI_RAIN_OUT_OTH | B | RAINWATER OUTLET (SEE REMARK) | RAI | Rain Water Works | RAIN | Rainwater system | OUT | Outlet | OTH | Other
RAI_RAIN_DUCT_NULL | B | PIPE DUCT OF RAINWATER | RAI | Rain Water Works | RAIN | Rainwater system | DUCT | Pipe duct | NULL
RAI_RAIN_DUCT_OTH | B | PIPE DUCT OF RAINWATER (SEE REMARK) | RAI | Rain Water Works | RAIN | Rainwater system | DUCT | Pipe duct | OTH | Other
RAI_RAIN_PIBX_NULL | B | PIPE BOX OF RAINWATER | RAI | Rain Water Works | RAIN | Rainwater system | PIBX | Pipe boxing | NULL
RAI_RAIN_PIBX_OTH | B | PIPE BOX OF RAINWATER (SEE REMARK) | RAI | Rain Water Works | RAIN | Rainwater system | PIBX | Pipe boxing | OTH | Other
FSH_NULL_NULL_NULL | E | FIRE SERVICES INSTALLATION (HK) | FSH | FIRE SERVICES INSTALLATION (HK) | NULL |  | NULL |  | NULL
FSH_FS01_NULL_NULL | E | Alarm system | FSH | FIRE SERVICES INSTALLATION (HK) | FS01 | Alarm system | NULL |  | NULL
FSH_FS01_FS0005_NULL | E | Alarm Bell | FSH | FIRE SERVICES INSTALLATION (HK) | FS01 | Alarm system | FS0005 | Alarm Bell | NULL
FSH_FS01_FS0015_NULL | E | Alarm Push | FSH | FIRE SERVICES INSTALLATION (HK) | FS01 | Alarm system | FS0015 | Alarm Push | NULL
FSH_FS01_FS0020_NULL | E | Alarm Record | FSH | FIRE SERVICES INSTALLATION (HK) | FS01 | Alarm system | FS0020 | Alarm Record | NULL
FSH_FS01_FS0010_NULL | E | Alarm Siren | FSH | FIRE SERVICES INSTALLATION (HK) | FS01 | Alarm system | FS0010 | Alarm Siren | NULL
FSH_FS01_FS0025_NULL | E | Flashing Light | FSH | FIRE SERVICES INSTALLATION (HK) | FS01 | Alarm system | FS0025 | Flashing Light | NULL
FSH_FS02_NULL_NULL | E | Detection System | FSH | FIRE SERVICES INSTALLATION (HK) | FS02 | Detection System | NULL |  | NULL
FSH_FS02_FS0055_NULL | E | Battery Charger c/w Batteries | FSH | FIRE SERVICES INSTALLATION (HK) | FS02 | Detection System | FS0055 | Battery Charger c/w Batteries | NULL
FSH_FS02_FS0060_NULL | E | Chlorine Gas Detector | FSH | FIRE SERVICES INSTALLATION (HK) | FS02 | Detection System | FS0060 | Chlorine Gas Detector | NULL
FSH_FS02_FS0045_NULL | E | Control Panel (12 Zones or less) | FSH | FIRE SERVICES INSTALLATION (HK) | FS02 | Detection System | FS0045 | Control Panel (12 Zones or less) | NULL
FSH_FS02_FS0050_NULL | E | Control Panel (over 12 Zones ) | FSH | FIRE SERVICES INSTALLATION (HK) | FS02 | Detection System | FS0050 | Control Panel (over 12 Zones ) | NULL
FSH_FS02_FS0065_NULL | E | Control Panel - Chorine Detector System | FSH | FIRE SERVICES INSTALLATION (HK) | FS02 | Detection System | FS0065 | Control Panel - Chorine Detector System | NULL
FSH_FS02_FS0040_NULL | E | Flame Detector | FSH | FIRE SERVICES INSTALLATION (HK) | FS02 | Detection System | FS0040 | Flame Detector | NULL
FSH_FS02_FS0035_NULL | E | Smoke Detector | FSH | FIRE SERVICES INSTALLATION (HK) | FS02 | Detection System | FS0035 | Smoke Detector | NULL
FSH_FS02_FS0030_NULL | E | Thermal Detector | FSH | FIRE SERVICES INSTALLATION (HK) | FS02 | Detection System | FS0030 | Thermal Detector | NULL
FSH_FS02_FS0070_NULL | E | ADDRESSABLE SMOKE DETECTOR | FSH | FIRE SERVICES INSTALLATION (HK) | FS02 | Detection System | FS0070 | ADDRESSABLE SMOKE DETECTOR | NULL
FSH_FS02_FS0075_NULL | E | ADDRESSABLE HEAT DETECTOR | FSH | FIRE SERVICES INSTALLATION (HK) | FS02 | Detection System | FS0075 | ADDRESSABLE HEAT DETECTOR | NULL
FSH_FS02_FS0080_NULL | E | ADDRESSABLE MONITOR MODULE | FSH | FIRE SERVICES INSTALLATION (HK) | FS02 | Detection System | FS0080 | ADDRESSABLE MONITOR MODULE | NULL
FSH_FS02_FS0085_NULL | E | ADDRESSABLE CONTROL MODULE | FSH | FIRE SERVICES INSTALLATION (HK) | FS02 | Detection System | FS0085 | ADDRESSABLE CONTROL MODULE | NULL
FSH_FS02_FS0090_NULL | E | ADDRESSABLE F.S. CONTROL PANEL | FSH | FIRE SERVICES INSTALLATION (HK) | FS02 | Detection System | FS0090 | ADDRESSABLE F.S. CONTROL PANEL | NULL
FSH_FS02_FS0095_NULL | E | ALARM/TROUBLE ANNUNICATOR | FSH | FIRE SERVICES INSTALLATION (HK) | FS02 | Detection System | FS0095 | ALARM/TROUBLE ANNUNICATOR | NULL
FSH_FS02_FS0100_NULL | E | CONTROL CENTRE FOR A/V SYSTEM | FSH | FIRE SERVICES INSTALLATION (HK) | FS02 | Detection System | FS0100 | CONTROL CENTRE FOR A/V SYSTEM | NULL
FSH_FS02_FS0105_NULL | E | SPEAKER FOR A/V SYSTEM | FSH | FIRE SERVICES INSTALLATION (HK) | FS02 | Detection System | FS0105 | SPEAKER FOR A/V SYSTEM | NULL
FSH_FS02_FS0110_NULL | E | OZONE GAS DETECTOR | FSH | FIRE SERVICES INSTALLATION (HK) | FS02 | Detection System | FS0110 | OZONE GAS DETECTOR | NULL
FSH_FS02_FS0115_NULL | E | HYDROGEN GAS DETECTOR | FSH | FIRE SERVICES INSTALLATION (HK) | FS02 | Detection System | FS0115 | HYDROGEN GAS DETECTOR | NULL
FSH_FS06_NULL_NULL | E | Equipment general | FSH | FIRE SERVICES INSTALLATION (HK) | FS06 | Equipment general | NULL |  | NULL
FSH_FS06_FS0195_NULL | E | Air valve | FSH | FIRE SERVICES INSTALLATION (HK) | FS06 | Equipment general | FS0195 | Air valve | NULL
FSH_FS06_FS0205_NULL | E | Pressure alarm system (c/w transmittor, indicator, annunciator) | FSH | FIRE SERVICES INSTALLATION (HK) | FS06 | Equipment general | FS0205 | Pressure alarm system (c/w transmittor, indicator, annunciator) | NULL
FSH_FS06_FS0200_NULL | E | Switch for control (flow/level/pressure) | FSH | FIRE SERVICES INSTALLATION (HK) | FS06 | Equipment general | FS0200 | Switch for control (flow/level/pressure) | NULL
FSH_FS06_FS0190_NULL | E | Water valve above 65mm | FSH | FIRE SERVICES INSTALLATION (HK) | FS06 | Equipment general | FS0190 | Water valve above 65mm | NULL
FSH_FS06_FS0185_NULL | E | Water valve upto 65mm | FSH | FIRE SERVICES INSTALLATION (HK) | FS06 | Equipment general | FS0185 | Water valve upto 65mm | NULL
FSH_FS06_FS0210_NULL | E | GAS MASTER CONTROL PANEL W/6 CHANNEL | FSH | FIRE SERVICES INSTALLATION (HK) | FS06 | Equipment general | FS0210 | GAS MASTER CONTROL PANEL W/6 CHANNEL | NULL
FSH_FS06_FS0215_NULL | E | GAS MASTER CONTROL PANEL W/7 CHANNEL | FSH | FIRE SERVICES INSTALLATION (HK) | FS06 | Equipment general | FS0215 | GAS MASTER CONTROL PANEL W/7 CHANNEL | NULL
FSH_FS06_FS0220_NULL | E | GAS MASTER CONTROL PANEL W/8 CHANNEL | FSH | FIRE SERVICES INSTALLATION (HK) | FS06 | Equipment general | FS0220 | GAS MASTER CONTROL PANEL W/8 CHANNEL | NULL
FSH_FS05_NULL_NULL | E | FH/HR system | FSH | FIRE SERVICES INSTALLATION (HK) | FS05 | FH/HR system | NULL |  | NULL
FSH_FS05_FS0170_NULL | E | Fire Services Inlet | FSH | FIRE SERVICES INSTALLATION (HK) | FS05 | FH/HR system | FS0170 | Fire Services Inlet | NULL
FSH_FS05_FS0165_NULL | E | Hose Reel | FSH | FIRE SERVICES INSTALLATION (HK) | FS05 | FH/HR system | FS0165 | Hose Reel | NULL
FSH_FS05_FS0175_NULL | E | Hydrant Single / Twin Outlet | FSH | FIRE SERVICES INSTALLATION (HK) | FS05 | FH/HR system | FS0175 | Hydrant Single / Twin Outlet | NULL
FSH_FS05_FS0180_NULL | E | Street Hydrant | FSH | FIRE SERVICES INSTALLATION (HK) | FS05 | FH/HR system | FS0180 | Street Hydrant | NULL
FSH_FS08_NULL_NULL | E | Foam system | FSH | FIRE SERVICES INSTALLATION (HK) | FS08 | Foam system | NULL |  | NULL
FSH_FS08_FS0235_NULL | E | Foam inlet | FSH | FIRE SERVICES INSTALLATION (HK) | FS08 | Foam system | FS0235 | Foam inlet | NULL
FSH_FS08_FS0240_NULL | E | Foam nozzle | FSH | FIRE SERVICES INSTALLATION (HK) | FS08 | Foam system | FS0240 | Foam nozzle | NULL
FSH_FS03_NULL_NULL | E | Gas flooding system | FSH | FIRE SERVICES INSTALLATION (HK) | FS03 | Gas flooding system | NULL |  | NULL
FSH_FS03_FS0135_NULL | E | Carbon Dioxide Nozzle | FSH | FIRE SERVICES INSTALLATION (HK) | FS03 | Gas flooding system | FS0135 | Carbon Dioxide Nozzle | NULL
FSH_FS03_FS0120_NULL | E | Gas Cylinder (c/w relaese mech. manifold & acc.) - CO2 | FSH | FIRE SERVICES INSTALLATION (HK) | FS03 | Gas flooding system | FS0120 | Gas Cylinder (c/w relaese mech. manifold & acc.) - CO2 | NULL
FSH_FS03_FS0130_NULL | E | Gas Cylinder (c/w relaese mech. manifold & acc.) - Halon | FSH | FIRE SERVICES INSTALLATION (HK) | FS03 | Gas flooding system | FS0130 | Gas Cylinder (c/w relaese mech. manifold & acc.) - Halon | NULL
FSH_FS03_FS0125_NULL | E | Gas Cylinder (c/w relaese mech. manifold & acc.) - Halon 1301 | FSH | FIRE SERVICES INSTALLATION (HK) | FS03 | Gas flooding system | FS0125 | Gas Cylinder (c/w relaese mech. manifold & acc.) - Halon 1301 | NULL
FSH_FS03_FS0145_NULL | E | Gas Valve | FSH | FIRE SERVICES INSTALLATION (HK) | FS03 | Gas flooding system | FS0145 | Gas Valve | NULL
FSH_FS03_FS0140_NULL | E | Halon Gas Nozzle | FSH | FIRE SERVICES INSTALLATION (HK) | FS03 | Gas flooding system | FS0140 | Halon Gas Nozzle | NULL
FSH_FS03_FS0150_NULL | E | HFC-227EA GAS CYLINDER | FSH | FIRE SERVICES INSTALLATION (HK) | FS03 | Gas flooding system | FS0150 | HFC-227EA GAS CYLINDER | NULL
FSH_FS03_FS0155_NULL | E | DISCHARGE NOZZLE FOR HFC-EA GAS | FSH | FIRE SERVICES INSTALLATION (HK) | FS03 | Gas flooding system | FS0155 | DISCHARGE NOZZLE FOR HFC-EA GAS | NULL
FSH_FS09_NULL_NULL | E | PORTABLE EXTINGUISHER/EQUIPMENT | FSH | FIRE SERVICES INSTALLATION (HK) | FS09 | PORTABLE EXTINGUISHER/EQUIPMENT | NULL |  | NULL
FSH_FS09_FS0320_NULL | E | Air compressor - Pre-action system | FSH | FIRE SERVICES INSTALLATION (HK) | FS09 | PORTABLE EXTINGUISHER/EQUIPMENT | FS0320 | Air compressor - Pre-action system | NULL
FSH_FS09_FS0295_NULL | E | Alarm transmission system rental & admin. charge (Chubb) | FSH | FIRE SERVICES INSTALLATION (HK) | FS09 | PORTABLE EXTINGUISHER/EQUIPMENT | FS0295 | Alarm transmission system rental & admin. charge (Chubb) | NULL
FSH_FS09_FS0305_NULL | E | Chlorinator | FSH | FIRE SERVICES INSTALLATION (HK) | FS09 | PORTABLE EXTINGUISHER/EQUIPMENT | FS0305 | Chlorinator | NULL
FSH_FS09_FS0315_NULL | E | Control valve - Pre-action system | FSH | FIRE SERVICES INSTALLATION (HK) | FS09 | PORTABLE EXTINGUISHER/EQUIPMENT | FS0315 | Control valve - Pre-action system | NULL
FSH_FS09_FS0285_NULL | E | Fuse link roller shutter | FSH | FIRE SERVICES INSTALLATION (HK) | FS09 | PORTABLE EXTINGUISHER/EQUIPMENT | FS0285 | Fuse link roller shutter | NULL
FSH_FS09_FS0280_NULL | E | Magnetic door holder | FSH | FIRE SERVICES INSTALLATION (HK) | FS09 | PORTABLE EXTINGUISHER/EQUIPMENT | FS0280 | Magnetic door holder | NULL
FSH_FS09_FS0310_NULL | E | Micro switch - fire extinguisher | FSH | FIRE SERVICES INSTALLATION (HK) | FS09 | PORTABLE EXTINGUISHER/EQUIPMENT | FS0310 | Micro switch - fire extinguisher | NULL
FSH_FS09_FS0245_NULL | E | WATER/CO2 EXTINGUISHER | FSH | FIRE SERVICES INSTALLATION (HK) | FS09 | PORTABLE EXTINGUISHER/EQUIPMENT | FS0245 | WATER/CO2 EXTINGUISHER | NULL
FSH_FS09_FS0250_NULL | E | FOAM EXTINGUISHER | FSH | FIRE SERVICES INSTALLATION (HK) | FS09 | PORTABLE EXTINGUISHER/EQUIPMENT | FS0250 | FOAM EXTINGUISHER | NULL
FSH_FS09_FS0255_NULL | E | CO2 EXTINGUISHER | FSH | FIRE SERVICES INSTALLATION (HK) | FS09 | PORTABLE EXTINGUISHER/EQUIPMENT | FS0255 | CO2 EXTINGUISHER | NULL
FSH_FS09_FS0260_NULL | E | BCF EXTINGUISHER | FSH | FIRE SERVICES INSTALLATION (HK) | FS09 | PORTABLE EXTINGUISHER/EQUIPMENT | FS0260 | BCF EXTINGUISHER | NULL
FSH_FS09_FS0265_NULL | E | DRY POWDER EXTINGUISHER | FSH | FIRE SERVICES INSTALLATION (HK) | FS09 | PORTABLE EXTINGUISHER/EQUIPMENT | FS0265 | DRY POWDER EXTINGUISHER | NULL
FSH_FS09_FS0270_NULL | E | SAND BUCKET | FSH | FIRE SERVICES INSTALLATION (HK) | FS09 | PORTABLE EXTINGUISHER/EQUIPMENT | FS0270 | SAND BUCKET | NULL
FSH_FS09_FS0275_NULL | E | FIRE BLANKET | FSH | FIRE SERVICES INSTALLATION (HK) | FS09 | PORTABLE EXTINGUISHER/EQUIPMENT | FS0275 | FIRE BLANKET | NULL
FSH_FS04_NULL_NULL | E | Sprinkler system | FSH | FIRE SERVICES INSTALLATION (HK) | FS04 | Sprinkler system | NULL |  | NULL
FSH_FS04_FS0160_NULL | E | Sprinkler Head | FSH | FIRE SERVICES INSTALLATION (HK) | FS04 | Sprinkler system | FS0160 | Sprinkler Head | NULL
FSH_FS07_NULL_NULL | E | Water pump | FSH | FIRE SERVICES INSTALLATION (HK) | FS07 | Water pump | NULL |  | NULL
FSH_FS07_FS0230_NULL | E | Diesel pump | FSH | FIRE SERVICES INSTALLATION (HK) | FS07 | Water pump | FS0230 | Diesel pump | NULL
FSH_FS07_FS0225_NULL | E | Water pump | FSH | FIRE SERVICES INSTALLATION (HK) | FS07 | Water pump | FS0225 | Water pump | NULL
FSH_FS10_NULL_NULL | E | OTHERS | FSH | FIRE SERVICES INSTALLATION (HK) | FS10 | OTHERS | NULL |  | NULL
FSH_FS10_FS0320_NULL | E | Air compressor - Pre-action system | FSH | FIRE SERVICES INSTALLATION (HK) | FS10 | OTHERS | FS0320 | Air compressor - Pre-action system | NULL
FSH_FS10_FS0295_NULL | E | Alarm transmission system rental & admin. charge (Chubb) | FSH | FIRE SERVICES INSTALLATION (HK) | FS10 | OTHERS | FS0295 | Alarm transmission system rental & admin. charge (Chubb) | NULL
FSH_FS10_FS0300_NULL | E | Alarm transmission system rental & admin. charge (Tel.) | FSH | FIRE SERVICES INSTALLATION (HK) | FS10 | OTHERS | FS0300 | Alarm transmission system rental & admin. charge (Tel.) | NULL
FSH_FS10_FS0305_NULL | E | Chlorinator | FSH | FIRE SERVICES INSTALLATION (HK) | FS10 | OTHERS | FS0305 | Chlorinator | NULL
FSH_FS10_FS0315_NULL | E | Control valve - Pre-action system | FSH | FIRE SERVICES INSTALLATION (HK) | FS10 | OTHERS | FS0315 | Control valve - Pre-action system | NULL
FSH_FS10_FS0290_NULL | E | Fire curtain incuding release mech | FSH | FIRE SERVICES INSTALLATION (HK) | FS10 | OTHERS | FS0290 | Fire curtain incuding release mech | NULL
FSH_FS10_FS0285_NULL | E | Fuse link roller shutter | FSH | FIRE SERVICES INSTALLATION (HK) | FS10 | OTHERS | FS0285 | Fuse link roller shutter | NULL
FSH_FS10_FS0310_NULL | E | Micro switch - fire extinguisher | FSH | FIRE SERVICES INSTALLATION (HK) | FS10 | OTHERS | FS0310 | Micro switch - fire extinguisher | NULL
FSH_FS11_NULL_NULL | E | STAR RATE FOR FIRE SERVICE SYSTEM | FSH | FIRE SERVICES INSTALLATION (HK) | FS11 | STAR RATE FOR FIRE SERVICE SYSTEM | NULL |  | NULL
FSH_FS11_FS0340_NULL | E | "MINERVA" ADDRESSABLE CONTROL PANEL/ REPEATER PANEL | FSH | FIRE SERVICES INSTALLATION (HK) | FS11 | STAR RATE FOR FIRE SERVICE SYSTEM | FS0340 | "MINERVA" ADDRESSABLE CONTROL PANEL/ REPEATER PANEL | NULL
FSH_FS11_FS0345_NULL | E | "THORN"- ADDRESSABLE SMOKE DETECTOR | FSH | FIRE SERVICES INSTALLATION (HK) | FS11 | STAR RATE FOR FIRE SERVICE SYSTEM | FS0345 | "THORN"- ADDRESSABLE SMOKE DETECTOR | NULL
FSH_FS11_FS0350_NULL | E | "THORN"- CONTROL/MONITOR MODULE | FSH | FIRE SERVICES INSTALLATION (HK) | FS11 | STAR RATE FOR FIRE SERVICE SYSTEM | FS0350 | "THORN"- CONTROL/MONITOR MODULE | NULL
FSH_FS11_FS0355_NULL | E | "MINERVA" PUMP STATUS DISPLAY UNIT | FSH | FIRE SERVICES INSTALLATION (HK) | FS11 | STAR RATE FOR FIRE SERVICE SYSTEM | FS0355 | "MINERVA" PUMP STATUS DISPLAY UNIT | NULL
FSH_FS11_FS0360_NULL | E | "THORN"- ADDRESSABLE CALL POINT | FSH | FIRE SERVICES INSTALLATION (HK) | FS11 | STAR RATE FOR FIRE SERVICE SYSTEM | FS0360 | "THORN"- ADDRESSABLE CALL POINT | NULL
FSK_NULL_NULL_NULL | E | FIRE SERVICES INSTALLATION (KLN) | FSK | FIRE SERVICES INSTALLATION (KLN) | NULL |  | NULL |  | NULL
FSK_FS01_NULL_NULL | E | Alarm system | FSK | FIRE SERVICES INSTALLATION (KLN) | FS01 | Alarm system | NULL |  | NULL
FSK_FS01_FS0005_NULL | E | Alarm Bell | FSK | FIRE SERVICES INSTALLATION (KLN) | FS01 | Alarm system | FS0005 | Alarm Bell | NULL
FSK_FS01_FS0015_NULL | E | Alarm Push | FSK | FIRE SERVICES INSTALLATION (KLN) | FS01 | Alarm system | FS0015 | Alarm Push | NULL
FSK_FS01_FS0020_NULL | E | Alarm Record | FSK | FIRE SERVICES INSTALLATION (KLN) | FS01 | Alarm system | FS0020 | Alarm Record | NULL
FSK_FS01_FS0010_NULL | E | Alarm Siren | FSK | FIRE SERVICES INSTALLATION (KLN) | FS01 | Alarm system | FS0010 | Alarm Siren | NULL
FSK_FS01_FS0025_NULL | E | Flashing Light | FSK | FIRE SERVICES INSTALLATION (KLN) | FS01 | Alarm system | FS0025 | Flashing Light | NULL
FSK_FS02_NULL_NULL | E | Detection System | FSK | FIRE SERVICES INSTALLATION (KLN) | FS02 | Detection System | NULL |  | NULL
FSK_FS02_FS0055_NULL | E | Battery Charger c/w Batteries | FSK | FIRE SERVICES INSTALLATION (KLN) | FS02 | Detection System | FS0055 | Battery Charger c/w Batteries | NULL
FSK_FS02_FS0060_NULL | E | Chlorine Gas Detector | FSK | FIRE SERVICES INSTALLATION (KLN) | FS02 | Detection System | FS0060 | Chlorine Gas Detector | NULL
FSK_FS02_FS0045_NULL | E | Control Panel (12 Zones or less) | FSK | FIRE SERVICES INSTALLATION (KLN) | FS02 | Detection System | FS0045 | Control Panel (12 Zones or less) | NULL
FSK_FS02_FS0050_NULL | E | Control Panel (over 12 Zones ) | FSK | FIRE SERVICES INSTALLATION (KLN) | FS02 | Detection System | FS0050 | Control Panel (over 12 Zones ) | NULL
FSK_FS02_FS0065_NULL | E | Control Panel - Chorine Detector System | FSK | FIRE SERVICES INSTALLATION (KLN) | FS02 | Detection System | FS0065 | Control Panel - Chorine Detector System | NULL
FSK_FS02_FS0040_NULL | E | Flame Detector | FSK | FIRE SERVICES INSTALLATION (KLN) | FS02 | Detection System | FS0040 | Flame Detector | NULL
FSK_FS02_FS0035_NULL | E | Smoke Detector | FSK | FIRE SERVICES INSTALLATION (KLN) | FS02 | Detection System | FS0035 | Smoke Detector | NULL
FSK_FS02_FS0030_NULL | E | Thermal Detector | FSK | FIRE SERVICES INSTALLATION (KLN) | FS02 | Detection System | FS0030 | Thermal Detector | NULL
FSK_FS02_FS0070_NULL | E | ADDRESSABLE SMOKE DETECTOR | FSK | FIRE SERVICES INSTALLATION (KLN) | FS02 | Detection System | FS0070 | ADDRESSABLE SMOKE DETECTOR | NULL
FSK_FS02_FS0075_NULL | E | ADDRESSABLE HEAT DETECTOR | FSK | FIRE SERVICES INSTALLATION (KLN) | FS02 | Detection System | FS0075 | ADDRESSABLE HEAT DETECTOR | NULL
FSK_FS02_FS0080_NULL | E | ADDRESSABLE MONITOR MODULE | FSK | FIRE SERVICES INSTALLATION (KLN) | FS02 | Detection System | FS0080 | ADDRESSABLE MONITOR MODULE | NULL
FSK_FS02_FS0085_NULL | E | ADDRESSABLE CONTROL MODULE | FSK | FIRE SERVICES INSTALLATION (KLN) | FS02 | Detection System | FS0085 | ADDRESSABLE CONTROL MODULE | NULL
FSK_FS02_FS0090_NULL | E | ADDRESSABLE F.S. CONTROL PANEL | FSK | FIRE SERVICES INSTALLATION (KLN) | FS02 | Detection System | FS0090 | ADDRESSABLE F.S. CONTROL PANEL | NULL
FSK_FS02_FS0095_NULL | E | ALARM/TROUBLE ANNUNICATOR | FSK | FIRE SERVICES INSTALLATION (KLN) | FS02 | Detection System | FS0095 | ALARM/TROUBLE ANNUNICATOR | NULL
FSK_FS02_FS0100_NULL | E | CONTROL CENTRE FOR A/V SYSTEM | FSK | FIRE SERVICES INSTALLATION (KLN) | FS02 | Detection System | FS0100 | CONTROL CENTRE FOR A/V SYSTEM | NULL
FSK_FS02_FS0105_NULL | E | SPEAKER FOR A/V SYSTEM | FSK | FIRE SERVICES INSTALLATION (KLN) | FS02 | Detection System | FS0105 | SPEAKER FOR A/V SYSTEM | NULL
FSK_FS02_FS0110_NULL | E | OZONE GAS DETECTOR | FSK | FIRE SERVICES INSTALLATION (KLN) | FS02 | Detection System | FS0110 | OZONE GAS DETECTOR | NULL
FSK_FS02_FS0115_NULL | E | HYDROGEN GAS DETECTOR | FSK | FIRE SERVICES INSTALLATION (KLN) | FS02 | Detection System | FS0115 | HYDROGEN GAS DETECTOR | NULL
FSK_FS06_NULL_NULL | E | Equipment general | FSK | FIRE SERVICES INSTALLATION (KLN) | FS06 | Equipment general | NULL |  | NULL
FSK_FS06_FS0195_NULL | E | Air valve | FSK | FIRE SERVICES INSTALLATION (KLN) | FS06 | Equipment general | FS0195 | Air valve | NULL
FSK_FS06_FS0205_NULL | E | Pressure alarm system (c/w transmittor, indicator, annunciator) | FSK | FIRE SERVICES INSTALLATION (KLN) | FS06 | Equipment general | FS0205 | Pressure alarm system (c/w transmittor, indicator, annunciator) | NULL
FSK_FS06_FS0200_NULL | E | Switch for control (flow/level/pressure) | FSK | FIRE SERVICES INSTALLATION (KLN) | FS06 | Equipment general | FS0200 | Switch for control (flow/level/pressure) | NULL
FSK_FS06_FS0190_NULL | E | Water valve above 65mm | FSK | FIRE SERVICES INSTALLATION (KLN) | FS06 | Equipment general | FS0190 | Water valve above 65mm | NULL
FSK_FS06_FS0185_NULL | E | Water valve upto 65mm | FSK | FIRE SERVICES INSTALLATION (KLN) | FS06 | Equipment general | FS0185 | Water valve upto 65mm | NULL
FSK_FS06_FS0210_NULL | E | GAS MASTER CONTROL PANEL W/6 CHANNEL | FSK | FIRE SERVICES INSTALLATION (KLN) | FS06 | Equipment general | FS0210 | GAS MASTER CONTROL PANEL W/6 CHANNEL | NULL
FSK_FS06_FS0215_NULL | E | GAS MASTER CONTROL PANEL W/7 CHANNEL | FSK | FIRE SERVICES INSTALLATION (KLN) | FS06 | Equipment general | FS0215 | GAS MASTER CONTROL PANEL W/7 CHANNEL | NULL
FSK_FS06_FS0220_NULL | E | GAS MASTER CONTROL PANEL W/8 CHANNEL | FSK | FIRE SERVICES INSTALLATION (KLN) | FS06 | Equipment general | FS0220 | GAS MASTER CONTROL PANEL W/8 CHANNEL | NULL
FSK_FS05_NULL_NULL | E | FH/HR system | FSK | FIRE SERVICES INSTALLATION (KLN) | FS05 | FH/HR system | NULL |  | NULL
FSK_FS05_FS0170_NULL | E | Fire Services Inlet | FSK | FIRE SERVICES INSTALLATION (KLN) | FS05 | FH/HR system | FS0170 | Fire Services Inlet | NULL
FSK_FS05_FS0165_NULL | E | Hose Reel | FSK | FIRE SERVICES INSTALLATION (KLN) | FS05 | FH/HR system | FS0165 | Hose Reel | NULL
FSK_FS05_FS0175_NULL | E | Hydrant Single / Twin Outlet | FSK | FIRE SERVICES INSTALLATION (KLN) | FS05 | FH/HR system | FS0175 | Hydrant Single / Twin Outlet | NULL
FSK_FS05_FS0180_NULL | E | Street Hydrant | FSK | FIRE SERVICES INSTALLATION (KLN) | FS05 | FH/HR system | FS0180 | Street Hydrant | NULL
FSK_FS08_NULL_NULL | E | Foam system | FSK | FIRE SERVICES INSTALLATION (KLN) | FS08 | Foam system | NULL |  | NULL
FSK_FS08_FS0235_NULL | E | Foam inlet | FSK | FIRE SERVICES INSTALLATION (KLN) | FS08 | Foam system | FS0235 | Foam inlet | NULL
FSK_FS08_FS0240_NULL | E | Foam nozzle | FSK | FIRE SERVICES INSTALLATION (KLN) | FS08 | Foam system | FS0240 | Foam nozzle | NULL
FSK_FS03_NULL_NULL | E | Gas flooding system | FSK | FIRE SERVICES INSTALLATION (KLN) | FS03 | Gas flooding system | NULL |  | NULL
FSK_FS03_FS0135_NULL | E | Carbon Dioxide Nozzle | FSK | FIRE SERVICES INSTALLATION (KLN) | FS03 | Gas flooding system | FS0135 | Carbon Dioxide Nozzle | NULL
FSK_FS03_FS0120_NULL | E | Gas Cylinder (c/w relaese mech. manifold & acc.) - CO2 | FSK | FIRE SERVICES INSTALLATION (KLN) | FS03 | Gas flooding system | FS0120 | Gas Cylinder (c/w relaese mech. manifold & acc.) - CO2 | NULL
FSK_FS03_FS0130_NULL | E | Gas Cylinder (c/w relaese mech. manifold & acc.) - Halon | FSK | FIRE SERVICES INSTALLATION (KLN) | FS03 | Gas flooding system | FS0130 | Gas Cylinder (c/w relaese mech. manifold & acc.) - Halon | NULL
FSK_FS03_FS0125_NULL | E | Gas Cylinder (c/w relaese mech. manifold & acc.) - Halon 1301 | FSK | FIRE SERVICES INSTALLATION (KLN) | FS03 | Gas flooding system | FS0125 | Gas Cylinder (c/w relaese mech. manifold & acc.) - Halon 1301 | NULL
FSK_FS03_FS0145_NULL | E | Gas Valve | FSK | FIRE SERVICES INSTALLATION (KLN) | FS03 | Gas flooding system | FS0145 | Gas Valve | NULL
FSK_FS03_FS0140_NULL | E | Halon Gas Nozzle | FSK | FIRE SERVICES INSTALLATION (KLN) | FS03 | Gas flooding system | FS0140 | Halon Gas Nozzle | NULL
FSK_FS03_FS0150_NULL | E | HFC-227EA GAS CYLINDER | FSK | FIRE SERVICES INSTALLATION (KLN) | FS03 | Gas flooding system | FS0150 | HFC-227EA GAS CYLINDER | NULL
FSK_FS03_FS0155_NULL | E | DISCHARGE NOZZLE FOR HFC-EA GAS | FSK | FIRE SERVICES INSTALLATION (KLN) | FS03 | Gas flooding system | FS0155 | DISCHARGE NOZZLE FOR HFC-EA GAS | NULL
FSK_FS09_NULL_NULL | E | PORTABLE EXTINGUISHER/EQUIPMENT | FSK | FIRE SERVICES INSTALLATION (KLN) | FS09 | PORTABLE EXTINGUISHER/EQUIPMENT | NULL |  | NULL
FSK_FS09_FS0320_NULL | E | Air compressor - Pre-action system | FSK | FIRE SERVICES INSTALLATION (KLN) | FS09 | PORTABLE EXTINGUISHER/EQUIPMENT | FS0320 | Air compressor - Pre-action system | NULL
FSK_FS09_FS0295_NULL | E | Alarm transmission system rental & admin. charge (Chubb) | FSK | FIRE SERVICES INSTALLATION (KLN) | FS09 | PORTABLE EXTINGUISHER/EQUIPMENT | FS0295 | Alarm transmission system rental & admin. charge (Chubb) | NULL
FSK_FS09_FS0300_NULL | E | Alarm transmission system rental & admin. charge (Tel.) | FSK | FIRE SERVICES INSTALLATION (KLN) | FS09 | PORTABLE EXTINGUISHER/EQUIPMENT | FS0300 | Alarm transmission system rental & admin. charge (Tel.) | NULL
FSK_FS09_FS0315_NULL | E | Control valve - Pre-action system | FSK | FIRE SERVICES INSTALLATION (KLN) | FS09 | PORTABLE EXTINGUISHER/EQUIPMENT | FS0315 | Control valve - Pre-action system | NULL
FSK_FS09_FS0285_NULL | E | Fuse link roller shutter | FSK | FIRE SERVICES INSTALLATION (KLN) | FS09 | PORTABLE EXTINGUISHER/EQUIPMENT | FS0285 | Fuse link roller shutter | NULL
FSK_FS09_FS0280_NULL | E | Magnetic door holder | FSK | FIRE SERVICES INSTALLATION (KLN) | FS09 | PORTABLE EXTINGUISHER/EQUIPMENT | FS0280 | Magnetic door holder | NULL
FSK_FS09_FS0310_NULL | E | Micro switch - fire extinguisher | FSK | FIRE SERVICES INSTALLATION (KLN) | FS09 | PORTABLE EXTINGUISHER/EQUIPMENT | FS0310 | Micro switch - fire extinguisher | NULL
FSK_FS09_FS0245_NULL | E | WATER/CO2 EXTINGUISHER | FSK | FIRE SERVICES INSTALLATION (KLN) | FS09 | PORTABLE EXTINGUISHER/EQUIPMENT | FS0245 | WATER/CO2 EXTINGUISHER | NULL
FSK_FS09_FS0250_NULL | E | FOAM EXTINGUISHER | FSK | FIRE SERVICES INSTALLATION (KLN) | FS09 | PORTABLE EXTINGUISHER/EQUIPMENT | FS0250 | FOAM EXTINGUISHER | NULL
FSK_FS09_FS0255_NULL | E | CO2 EXTINGUISHER | FSK | FIRE SERVICES INSTALLATION (KLN) | FS09 | PORTABLE EXTINGUISHER/EQUIPMENT | FS0255 | CO2 EXTINGUISHER | NULL
FSK_FS09_FS0260_NULL | E | BCF EXTINGUISHER | FSK | FIRE SERVICES INSTALLATION (KLN) | FS09 | PORTABLE EXTINGUISHER/EQUIPMENT | FS0260 | BCF EXTINGUISHER | NULL
FSK_FS09_FS0265_NULL | E | DRY POWDER EXTINGUISHER | FSK | FIRE SERVICES INSTALLATION (KLN) | FS09 | PORTABLE EXTINGUISHER/EQUIPMENT | FS0265 | DRY POWDER EXTINGUISHER | NULL
FSK_FS09_FS0270_NULL | E | SAND BUCKET | FSK | FIRE SERVICES INSTALLATION (KLN) | FS09 | PORTABLE EXTINGUISHER/EQUIPMENT | FS0270 | SAND BUCKET | NULL
FSK_FS09_FS0275_NULL | E | FIRE BLANKET | FSK | FIRE SERVICES INSTALLATION (KLN) | FS09 | PORTABLE EXTINGUISHER/EQUIPMENT | FS0275 | FIRE BLANKET | NULL
FSK_FS04_NULL_NULL | E | Sprinkler system | FSK | FIRE SERVICES INSTALLATION (KLN) | FS04 | Sprinkler system | NULL |  | NULL
FSK_FS04_FS0160_NULL | E | Sprinkler Head | FSK | FIRE SERVICES INSTALLATION (KLN) | FS04 | Sprinkler system | FS0160 | Sprinkler Head | NULL
FSK_FS07_NULL_NULL | E | Water pump | FSK | FIRE SERVICES INSTALLATION (KLN) | FS07 | Water pump | NULL |  | NULL
FSK_FS07_FS0230_NULL | E | Diesel pump | FSK | FIRE SERVICES INSTALLATION (KLN) | FS07 | Water pump | FS0230 | Diesel pump | NULL
FSK_FS07_FS0225_NULL | E | Water pump | FSK | FIRE SERVICES INSTALLATION (KLN) | FS07 | Water pump | FS0225 | Water pump | NULL
FSK_FS10_NULL_NULL | E | OTHERS | FSK | FIRE SERVICES INSTALLATION (KLN) | FS10 | OTHERS | NULL |  | NULL
FSK_FS10_FS0320_NULL | E | Air compressor - Pre-action system | FSK | FIRE SERVICES INSTALLATION (KLN) | FS10 | OTHERS | FS0320 | Air compressor - Pre-action system | NULL
FSK_FS10_FS0295_NULL | E | Alarm transmission system rental & admin. charge (Chubb) | FSK | FIRE SERVICES INSTALLATION (KLN) | FS10 | OTHERS | FS0295 | Alarm transmission system rental & admin. charge (Chubb) | NULL
FSK_FS10_FS0300_NULL | E | Alarm transmission system rental & admin. charge (Tel.) | FSK | FIRE SERVICES INSTALLATION (KLN) | FS10 | OTHERS | FS0300 | Alarm transmission system rental & admin. charge (Tel.) | NULL
FSK_FS10_FS0305_NULL | E | Chlorinator | FSK | FIRE SERVICES INSTALLATION (KLN) | FS10 | OTHERS | FS0305 | Chlorinator | NULL
FSK_FS10_FS0315_NULL | E | Control valve - Pre-action system | FSK | FIRE SERVICES INSTALLATION (KLN) | FS10 | OTHERS | FS0315 | Control valve - Pre-action system | NULL
FSK_FS10_FS0290_NULL | E | Fire curtain incuding release mech | FSK | FIRE SERVICES INSTALLATION (KLN) | FS10 | OTHERS | FS0290 | Fire curtain incuding release mech | NULL
FSK_FS10_FS0285_NULL | E | Fuse link roller shutter | FSK | FIRE SERVICES INSTALLATION (KLN) | FS10 | OTHERS | FS0285 | Fuse link roller shutter | NULL
FSK_FS10_FS0280_NULL | E | Magnetic door holder | FSK | FIRE SERVICES INSTALLATION (KLN) | FS10 | OTHERS | FS0280 | Magnetic door holder | NULL
FSK_FS10_FS0310_NULL | E | Micro switch - fire extinguisher | FSK | FIRE SERVICES INSTALLATION (KLN) | FS10 | OTHERS | FS0310 | Micro switch - fire extinguisher | NULL
FSK_FS11_NULL_NULL | E | STAR RATE FOR FIRE SERVICE SYSTEM | FSK | FIRE SERVICES INSTALLATION (KLN) | FS11 | STAR RATE FOR FIRE SERVICE SYSTEM | NULL |  | NULL
FSK_FS11_FS0325_NULL | E | FS90 AUTOMATIC FIRE ALARM SYSTEM ($328,900.00 PER SET) | FSK | FIRE SERVICES INSTALLATION (KLN) | FS11 | STAR RATE FOR FIRE SERVICE SYSTEM | FS0325 | FS90 AUTOMATIC FIRE ALARM SYSTEM ($328,900.00 PER SET) | NULL
FSK_FS11_FS0330_NULL | E | FS90 AUTOMATIC FIRE ALARM SYSTEM ($18,000.00 PER SET) | FSK | FIRE SERVICES INSTALLATION (KLN) | FS11 | STAR RATE FOR FIRE SERVICE SYSTEM | FS0330 | FS90 AUTOMATIC FIRE ALARM SYSTEM ($18,000.00 PER SET) | NULL
FSN_NULL_NULL_NULL | E | FIRE SERVICES INSTALLATION (NT) | FSN | FIRE SERVICES INSTALLATION (NT) | NULL |  | NULL |  | NULL
FSN_FS01_NULL_NULL | E | Alarm system | FSN | FIRE SERVICES INSTALLATION (NT) | FS01 | Alarm system | NULL |  | NULL
FSN_FS01_FS0005_NULL | E | Alarm Bell | FSN | FIRE SERVICES INSTALLATION (NT) | FS01 | Alarm system | FS0005 | Alarm Bell | NULL
FSN_FS01_FS0015_NULL | E | Alarm Push | FSN | FIRE SERVICES INSTALLATION (NT) | FS01 | Alarm system | FS0015 | Alarm Push | NULL
FSN_FS01_FS0020_NULL | E | Alarm Record | FSN | FIRE SERVICES INSTALLATION (NT) | FS01 | Alarm system | FS0020 | Alarm Record | NULL
FSN_FS01_FS0010_NULL | E | Alarm Siren | FSN | FIRE SERVICES INSTALLATION (NT) | FS01 | Alarm system | FS0010 | Alarm Siren | NULL
FSN_FS01_FS0025_NULL | E | Flashing Light | FSN | FIRE SERVICES INSTALLATION (NT) | FS01 | Alarm system | FS0025 | Flashing Light | NULL
FSN_FS02_NULL_NULL | E | Detection System | FSN | FIRE SERVICES INSTALLATION (NT) | FS02 | Detection System | NULL |  | NULL
FSN_FS02_FS0055_NULL | E | Battery Charger c/w Batteries | FSN | FIRE SERVICES INSTALLATION (NT) | FS02 | Detection System | FS0055 | Battery Charger c/w Batteries | NULL
FSN_FS02_FS0060_NULL | E | Chlorine Gas Detector | FSN | FIRE SERVICES INSTALLATION (NT) | FS02 | Detection System | FS0060 | Chlorine Gas Detector | NULL
FSN_FS02_FS0045_NULL | E | Control Panel (12 Zones or less) | FSN | FIRE SERVICES INSTALLATION (NT) | FS02 | Detection System | FS0045 | Control Panel (12 Zones or less) | NULL
FSN_FS02_FS0050_NULL | E | Control Panel (over 12 Zones ) | FSN | FIRE SERVICES INSTALLATION (NT) | FS02 | Detection System | FS0050 | Control Panel (over 12 Zones ) | NULL
FSN_FS02_FS0065_NULL | E | Control Panel - Chorine Detector System | FSN | FIRE SERVICES INSTALLATION (NT) | FS02 | Detection System | FS0065 | Control Panel - Chorine Detector System | NULL
FSN_FS02_FS0040_NULL | E | Flame Detector | FSN | FIRE SERVICES INSTALLATION (NT) | FS02 | Detection System | FS0040 | Flame Detector | NULL
FSN_FS02_FS0035_NULL | E | Smoke Detector | FSN | FIRE SERVICES INSTALLATION (NT) | FS02 | Detection System | FS0035 | Smoke Detector | NULL
FSN_FS02_FS0030_NULL | E | Thermal Detector | FSN | FIRE SERVICES INSTALLATION (NT) | FS02 | Detection System | FS0030 | Thermal Detector | NULL
FSN_FS02_FS0070_NULL | E | ADDRESSABLE SMOKE DETECTOR | FSN | FIRE SERVICES INSTALLATION (NT) | FS02 | Detection System | FS0070 | ADDRESSABLE SMOKE DETECTOR | NULL
FSN_FS02_FS0075_NULL | E | ADDRESSABLE HEAT DETECTOR | FSN | FIRE SERVICES INSTALLATION (NT) | FS02 | Detection System | FS0075 | ADDRESSABLE HEAT DETECTOR | NULL
FSN_FS02_FS0080_NULL | E | ADDRESSABLE MONITOR MODULE | FSN | FIRE SERVICES INSTALLATION (NT) | FS02 | Detection System | FS0080 | ADDRESSABLE MONITOR MODULE | NULL
FSN_FS02_FS0085_NULL | E | ADDRESSABLE CONTROL MODULE | FSN | FIRE SERVICES INSTALLATION (NT) | FS02 | Detection System | FS0085 | ADDRESSABLE CONTROL MODULE | NULL
FSN_FS02_FS0090_NULL | E | ADDRESSABLE F.S. CONTROL PANEL | FSN | FIRE SERVICES INSTALLATION (NT) | FS02 | Detection System | FS0090 | ADDRESSABLE F.S. CONTROL PANEL | NULL
FSN_FS02_FS0095_NULL | E | ALARM/TROUBLE ANNUNICATOR | FSN | FIRE SERVICES INSTALLATION (NT) | FS02 | Detection System | FS0095 | ALARM/TROUBLE ANNUNICATOR | NULL
FSN_FS02_FS0100_NULL | E | CONTROL CENTRE FOR A/V SYSTEM | FSN | FIRE SERVICES INSTALLATION (NT) | FS02 | Detection System | FS0100 | CONTROL CENTRE FOR A/V SYSTEM | NULL
FSN_FS02_FS0105_NULL | E | SPEAKER FOR A/V SYSTEM | FSN | FIRE SERVICES INSTALLATION (NT) | FS02 | Detection System | FS0105 | SPEAKER FOR A/V SYSTEM | NULL
FSN_FS02_FS0110_NULL | E | OZONE GAS DETECTOR | FSN | FIRE SERVICES INSTALLATION (NT) | FS02 | Detection System | FS0110 | OZONE GAS DETECTOR | NULL
FSN_FS02_FS0115_NULL | E | HYDROGEN GAS DETECTOR | FSN | FIRE SERVICES INSTALLATION (NT) | FS02 | Detection System | FS0115 | HYDROGEN GAS DETECTOR | NULL
FSN_FS06_NULL_NULL | E | Equipment general | FSN | FIRE SERVICES INSTALLATION (NT) | FS06 | Equipment general | NULL |  | NULL
FSN_FS06_FS0195_NULL | E | Air valve | FSN | FIRE SERVICES INSTALLATION (NT) | FS06 | Equipment general | FS0195 | Air valve | NULL
FSN_FS06_FS0205_NULL | E | Pressure alarm system (c/w transmittor, indicator, annunciator) | FSN | FIRE SERVICES INSTALLATION (NT) | FS06 | Equipment general | FS0205 | Pressure alarm system (c/w transmittor, indicator, annunciator) | NULL
FSN_FS06_FS0200_NULL | E | Switch for control (flow/level/pressure) | FSN | FIRE SERVICES INSTALLATION (NT) | FS06 | Equipment general | FS0200 | Switch for control (flow/level/pressure) | NULL
FSN_FS06_FS0190_NULL | E | Water valve above 65mm | FSN | FIRE SERVICES INSTALLATION (NT) | FS06 | Equipment general | FS0190 | Water valve above 65mm | NULL
FSN_FS06_FS0185_NULL | E | Water valve upto 65mm | FSN | FIRE SERVICES INSTALLATION (NT) | FS06 | Equipment general | FS0185 | Water valve upto 65mm | NULL
FSN_FS06_FS0210_NULL | E | GAS MASTER CONTROL PANEL W/6 CHANNEL | FSN | FIRE SERVICES INSTALLATION (NT) | FS06 | Equipment general | FS0210 | GAS MASTER CONTROL PANEL W/6 CHANNEL | NULL
FSN_FS06_FS0215_NULL | E | GAS MASTER CONTROL PANEL W/7 CHANNEL | FSN | FIRE SERVICES INSTALLATION (NT) | FS06 | Equipment general | FS0215 | GAS MASTER CONTROL PANEL W/7 CHANNEL | NULL
FSN_FS06_FS0220_NULL | E | GAS MASTER CONTROL PANEL W/8 CHANNEL | FSN | FIRE SERVICES INSTALLATION (NT) | FS06 | Equipment general | FS0220 | GAS MASTER CONTROL PANEL W/8 CHANNEL | NULL
FSN_FS05_NULL_NULL | E | FH/HR system | FSN | FIRE SERVICES INSTALLATION (NT) | FS05 | FH/HR system | NULL |  | NULL
FSN_FS05_FS0170_NULL | E | Fire Services Inlet | FSN | FIRE SERVICES INSTALLATION (NT) | FS05 | FH/HR system | FS0170 | Fire Services Inlet | NULL
FSN_FS05_FS0165_NULL | E | Hose Reel | FSN | FIRE SERVICES INSTALLATION (NT) | FS05 | FH/HR system | FS0165 | Hose Reel | NULL
FSN_FS05_FS0175_NULL | E | Hydrant Single / Twin Outlet | FSN | FIRE SERVICES INSTALLATION (NT) | FS05 | FH/HR system | FS0175 | Hydrant Single / Twin Outlet | NULL
FSN_FS05_FS0180_NULL | E | Street Hydrant | FSN | FIRE SERVICES INSTALLATION (NT) | FS05 | FH/HR system | FS0180 | Street Hydrant | NULL
FSN_FS08_NULL_NULL | E | Foam system | FSN | FIRE SERVICES INSTALLATION (NT) | FS08 | Foam system | NULL |  | NULL
FSN_FS08_FS0235_NULL | E | Foam inlet | FSN | FIRE SERVICES INSTALLATION (NT) | FS08 | Foam system | FS0235 | Foam inlet | NULL
FSN_FS08_FS0240_NULL | E | Foam nozzle | FSN | FIRE SERVICES INSTALLATION (NT) | FS08 | Foam system | FS0240 | Foam nozzle | NULL
FSN_FS03_NULL_NULL | E | Gas flooding system | FSN | FIRE SERVICES INSTALLATION (NT) | FS03 | Gas flooding system | NULL |  | NULL
FSN_FS03_FS0135_NULL | E | Carbon Dioxide Nozzle | FSN | FIRE SERVICES INSTALLATION (NT) | FS03 | Gas flooding system | FS0135 | Carbon Dioxide Nozzle | NULL
FSN_FS03_FS0120_NULL | E | Gas Cylinder (c/w relaese mech. manifold & acc.) - CO2 | FSN | FIRE SERVICES INSTALLATION (NT) | FS03 | Gas flooding system | FS0120 | Gas Cylinder (c/w relaese mech. manifold & acc.) - CO2 | NULL
FSN_FS03_FS0130_NULL | E | Gas Cylinder (c/w relaese mech. manifold & acc.) - Halon | FSN | FIRE SERVICES INSTALLATION (NT) | FS03 | Gas flooding system | FS0130 | Gas Cylinder (c/w relaese mech. manifold & acc.) - Halon | NULL
FSN_FS03_FS0125_NULL | E | Gas Cylinder (c/w relaese mech. manifold & acc.) - Halon 1301 | FSN | FIRE SERVICES INSTALLATION (NT) | FS03 | Gas flooding system | FS0125 | Gas Cylinder (c/w relaese mech. manifold & acc.) - Halon 1301 | NULL
FSN_FS03_FS0145_NULL | E | Gas Valve | FSN | FIRE SERVICES INSTALLATION (NT) | FS03 | Gas flooding system | FS0145 | Gas Valve | NULL
FSN_FS03_FS0140_NULL | E | Halon Gas Nozzle | FSN | FIRE SERVICES INSTALLATION (NT) | FS03 | Gas flooding system | FS0140 | Halon Gas Nozzle | NULL
FSN_FS03_FS0150_NULL | E | HFC-227EA GAS CYLINDER | FSN | FIRE SERVICES INSTALLATION (NT) | FS03 | Gas flooding system | FS0150 | HFC-227EA GAS CYLINDER | NULL
FSN_FS03_FS0155_NULL | E | DISCHARGE NOZZLE FOR HFC-EA GAS | FSN | FIRE SERVICES INSTALLATION (NT) | FS03 | Gas flooding system | FS0155 | DISCHARGE NOZZLE FOR HFC-EA GAS | NULL
FSN_FS09_NULL_NULL | E | PORTABLE EXTINGUISHER/EQUIPMENT | FSN | FIRE SERVICES INSTALLATION (NT) | FS09 | PORTABLE EXTINGUISHER/EQUIPMENT | NULL |  | NULL
FSN_FS09_FS0320_NULL | E | Air compressor - Pre-action system | FSN | FIRE SERVICES INSTALLATION (NT) | FS09 | PORTABLE EXTINGUISHER/EQUIPMENT | FS0320 | Air compressor - Pre-action system | NULL
FSN_FS09_FS0295_NULL | E | Alarm transmission system rental & admin. charge (Chubb) | FSN | FIRE SERVICES INSTALLATION (NT) | FS09 | PORTABLE EXTINGUISHER/EQUIPMENT | FS0295 | Alarm transmission system rental & admin. charge (Chubb) | NULL
FSN_FS09_FS0315_NULL | E | Control valve - Pre-action system | FSN | FIRE SERVICES INSTALLATION (NT) | FS09 | PORTABLE EXTINGUISHER/EQUIPMENT | FS0315 | Control valve - Pre-action system | NULL
FSN_FS09_FS0285_NULL | E | Fuse link roller shutter | FSN | FIRE SERVICES INSTALLATION (NT) | FS09 | PORTABLE EXTINGUISHER/EQUIPMENT | FS0285 | Fuse link roller shutter | NULL
FSN_FS09_FS0280_NULL | E | Magnetic door holder | FSN | FIRE SERVICES INSTALLATION (NT) | FS09 | PORTABLE EXTINGUISHER/EQUIPMENT | FS0280 | Magnetic door holder | NULL
FSN_FS09_FS0310_NULL | E | Micro switch - fire extinguisher | FSN | FIRE SERVICES INSTALLATION (NT) | FS09 | PORTABLE EXTINGUISHER/EQUIPMENT | FS0310 | Micro switch - fire extinguisher | NULL
FSN_FS09_FS0245_NULL | E | WATER/CO2 EXTINGUISHER | FSN | FIRE SERVICES INSTALLATION (NT) | FS09 | PORTABLE EXTINGUISHER/EQUIPMENT | FS0245 | WATER/CO2 EXTINGUISHER | NULL
FSN_FS09_FS0250_NULL | E | FOAM EXTINGUISHER | FSN | FIRE SERVICES INSTALLATION (NT) | FS09 | PORTABLE EXTINGUISHER/EQUIPMENT | FS0250 | FOAM EXTINGUISHER | NULL
FSN_FS09_FS0255_NULL | E | CO2 EXTINGUISHER | FSN | FIRE SERVICES INSTALLATION (NT) | FS09 | PORTABLE EXTINGUISHER/EQUIPMENT | FS0255 | CO2 EXTINGUISHER | NULL
FSN_FS09_FS0260_NULL | E | BCF EXTINGUISHER | FSN | FIRE SERVICES INSTALLATION (NT) | FS09 | PORTABLE EXTINGUISHER/EQUIPMENT | FS0260 | BCF EXTINGUISHER | NULL
FSN_FS09_FS0265_NULL | E | DRY POWDER EXTINGUISHER | FSN | FIRE SERVICES INSTALLATION (NT) | FS09 | PORTABLE EXTINGUISHER/EQUIPMENT | FS0265 | DRY POWDER EXTINGUISHER | NULL
FSN_FS09_FS0270_NULL | E | SAND BUCKET | FSN | FIRE SERVICES INSTALLATION (NT) | FS09 | PORTABLE EXTINGUISHER/EQUIPMENT | FS0270 | SAND BUCKET | NULL
FSN_FS09_FS0275_NULL | E | FIRE BLANKET | FSN | FIRE SERVICES INSTALLATION (NT) | FS09 | PORTABLE EXTINGUISHER/EQUIPMENT | FS0275 | FIRE BLANKET | NULL
FSN_FS04_NULL_NULL | E | Sprinkler system | FSN | FIRE SERVICES INSTALLATION (NT) | FS04 | Sprinkler system | NULL |  | NULL
FSN_FS04_FS0160_NULL | E | Sprinkler Head | FSN | FIRE SERVICES INSTALLATION (NT) | FS04 | Sprinkler system | FS0160 | Sprinkler Head | NULL
FSN_FS07_NULL_NULL | E | Water pump | FSN | FIRE SERVICES INSTALLATION (NT) | FS07 | Water pump | NULL |  | NULL
FSN_FS07_FS0230_NULL | E | Diesel pump | FSN | FIRE SERVICES INSTALLATION (NT) | FS07 | Water pump | FS0230 | Diesel pump | NULL
FSN_FS07_FS0225_NULL | E | Water pump | FSN | FIRE SERVICES INSTALLATION (NT) | FS07 | Water pump | FS0225 | Water pump | NULL
FSN_FS10_NULL_NULL | E | OTHERS | FSN | FIRE SERVICES INSTALLATION (NT) | FS10 | OTHERS | NULL |  | NULL
FSN_FS10_FS0320_NULL | E | Air compressor - Pre-action system | FSN | FIRE SERVICES INSTALLATION (NT) | FS10 | OTHERS | FS0320 | Air compressor - Pre-action system | NULL
FSN_FS10_FS0295_NULL | E | Alarm transmission system rental & admin. charge (Chubb) | FSN | FIRE SERVICES INSTALLATION (NT) | FS10 | OTHERS | FS0295 | Alarm transmission system rental & admin. charge (Chubb) | NULL
FSN_FS10_FS0300_NULL | E | Alarm transmission system rental & admin. charge (Tel.) | FSN | FIRE SERVICES INSTALLATION (NT) | FS10 | OTHERS | FS0300 | Alarm transmission system rental & admin. charge (Tel.) | NULL
FSN_FS10_FS0305_NULL | E | Chlorinator | FSN | FIRE SERVICES INSTALLATION (NT) | FS10 | OTHERS | FS0305 | Chlorinator | NULL
FSN_FS10_FS0315_NULL | E | Control valve - Pre-action system | FSN | FIRE SERVICES INSTALLATION (NT) | FS10 | OTHERS | FS0315 | Control valve - Pre-action system | NULL
FSN_FS10_FS0290_NULL | E | Fire curtain incuding release mech | FSN | FIRE SERVICES INSTALLATION (NT) | FS10 | OTHERS | FS0290 | Fire curtain incuding release mech | NULL
FSN_FS10_FS0285_NULL | E | Fuse link roller shutter | FSN | FIRE SERVICES INSTALLATION (NT) | FS10 | OTHERS | FS0285 | Fuse link roller shutter | NULL
FSN_FS10_FS0280_NULL | E | Magnetic door holder | FSN | FIRE SERVICES INSTALLATION (NT) | FS10 | OTHERS | FS0280 | Magnetic door holder | NULL
FSN_FS10_FS0310_NULL | E | Micro switch - fire extinguisher | FSN | FIRE SERVICES INSTALLATION (NT) | FS10 | OTHERS | FS0310 | Micro switch - fire extinguisher | NULL
FSN_FS11_NULL_NULL | E | STAR RATE FOR FIRE SERVICE SYSTEM | FSN | FIRE SERVICES INSTALLATION (NT) | FS11 | STAR RATE FOR FIRE SERVICE SYSTEM | NULL |  | NULL
FSN_FS11_FS0335_NULL | E | LOCK OFF UNIT,REMOTE INDICATION LAMP, EVACUATION SIGN,MANUAL PULL STAT(S.O.R.) | FSN | FIRE SERVICES INSTALLATION (NT) | FS11 | STAR RATE FOR FIRE SERVICE SYSTEM | FS0335 | LOCK OFF UNIT,REMOTE INDICATION LAMP, EVACUATION SIGN,MANUAL PULL STAT(S.O.R.) | NULL
LS_NULL_NULL_NULL | B | LUMP SUM CONTRACT - BUILDING WORKS | LS | LUMP SUM CONTRACT - BUILDING WORKS | NULL |  | NULL |  | NULL
LPDN_NULL_NULL_NULL | E | L.P. GAS DOMESTIC INSTALLATION (NT&I) | LPDN | L.P. GAS DOMESTIC INSTALLATION (NT&I) | NULL |  | NULL |  | NULL
LPDN_LPD02_NULL_NULL | E | Cooking equipment | LPDN | L.P. GAS DOMESTIC INSTALLATION (NT&I) | LPD02 | Cooking equipment | NULL |  | NULL
LPDN_LPD02_LPD015_NULL | E | Domestic cooker | LPDN | L.P. GAS DOMESTIC INSTALLATION (NT&I) | LPD02 | Cooking equipment | LPD015 | Domestic cooker | NULL
LPDN_LPD02_LPD020_NULL | E | Table stove | LPDN | L.P. GAS DOMESTIC INSTALLATION (NT&I) | LPD02 | Cooking equipment | LPD020 | Table stove | NULL
LPDN_LPD01_NULL_NULL | E | Heater | LPDN | L.P. GAS DOMESTIC INSTALLATION (NT&I) | LPD01 | Heater | NULL |  | NULL
LPDN_LPD01_LPD005_NULL | E | Multi-point water heater (all type) | LPDN | L.P. GAS DOMESTIC INSTALLATION (NT&I) | LPD01 | Heater | LPD005 | Multi-point water heater (all type) | NULL
LPDN_LPD01_LPD010_NULL | E | Sink heater | LPDN | L.P. GAS DOMESTIC INSTALLATION (NT&I) | LPD01 | Heater | LPD010 | Sink heater | NULL
LPDN_LPD03_NULL_NULL | E | Others | LPDN | L.P. GAS DOMESTIC INSTALLATION (NT&I) | LPD03 | Others | NULL |  | NULL
LPCN_NULL_NULL_NULL | E | L.P. GAS COMMERICAL INSTALLATION (NT&I) | LPCN | L.P. GAS COMMERICAL INSTALLATION (NT&I) | NULL |  | NULL |  | NULL
LPCN_LPC02_NULL_NULL | E | Bottled storage system | LPCN | L.P. GAS COMMERICAL INSTALLATION (NT&I) | LPC02 | Bottled storage system | NULL |  | NULL
LPCN_LPC02_LPC035_NULL | E | Bottled storage system 1 to 6 cylinders | LPCN | L.P. GAS COMMERICAL INSTALLATION (NT&I) | LPC02 | Bottled storage system | LPC035 | 1 to 6 cylinders | NULL
LPCN_LPC02_LPC045_NULL | E | Bottled storage system 13 to 24 cylinders | LPCN | L.P. GAS COMMERICAL INSTALLATION (NT&I) | LPC02 | Bottled storage system | LPC045 | 13 to 24 cylinders | NULL
LPCN_LPC02_LPC050_NULL | E | Bottled storage system 25 to 48 cylinders | LPCN | L.P. GAS COMMERICAL INSTALLATION (NT&I) | LPC02 | Bottled storage system | LPC050 | 25 to 48 cylinders | NULL
LPCN_LPC02_LPC055_NULL | E | Bottled storage system 49 to 60 cylinders | LPCN | L.P. GAS COMMERICAL INSTALLATION (NT&I) | LPC02 | Bottled storage system | LPC055 | 49 to 60 cylinders | NULL
LPCN_LPC02_LPC040_NULL | E | Bottled storage system 7 to 12 cylinders | LPCN | L.P. GAS COMMERICAL INSTALLATION (NT&I) | LPC02 | Bottled storage system | LPC040 | 7 to 12 cylinders | NULL
LPCN_LPC01_NULL_NULL | E | Bulk tank storage system | LPCN | L.P. GAS COMMERICAL INSTALLATION (NT&I) | LPC01 | Bulk tank storage system | NULL |  | NULL
LPCN_LPC01_LPC010_NULL | E | Bulk tank storage system 2,000 to 4,000 litres | LPCN | L.P. GAS COMMERICAL INSTALLATION (NT&I) | LPC01 | Bulk tank storage system | LPC010 | 2,000 to 4,000 litres | NULL
LPCN_LPC01_LPC015_NULL | E | Bulk tank storage system 4,001 to 5,000 litres | LPCN | L.P. GAS COMMERICAL INSTALLATION (NT&I) | LPC01 | Bulk tank storage system | LPC015 | 4,001 to 5,000 litres | NULL
LPCN_LPC01_LPC020_NULL | E | Bulk tank storage system 5,001 to 7,000 litres | LPCN | L.P. GAS COMMERICAL INSTALLATION (NT&I) | LPC01 | Bulk tank storage system | LPC020 | 5,001 to 7,000 litres | NULL
LPCN_LPC01_LPC025_NULL | E | Bulk tank storage system 7,001 to 9,000 litres | LPCN | L.P. GAS COMMERICAL INSTALLATION (NT&I) | LPC01 | Bulk tank storage system | LPC025 | 7,001 to 9,000 litres | NULL
LPCN_LPC01_LPC030_NULL | E | Bulk tank storage system over 9,000 litres | LPCN | L.P. GAS COMMERICAL INSTALLATION (NT&I) | LPC01 | Bulk tank storage system | LPC030 | over 9,000 litres | NULL
LPCN_LPC01_LPC005_NULL | E | Bulk tank storage system under 2,000 litres | LPCN | L.P. GAS COMMERICAL INSTALLATION (NT&I) | LPC01 | Bulk tank storage system | LPC005 | under 2,000 litres | NULL
LPCN_LPC10_NULL_NULL | E | Bulk water boiler / water heater | LPCN | L.P. GAS COMMERICAL INSTALLATION (NT&I) | LPC10 | Bulk water boiler / water heater | NULL |  | NULL
LPCN_LPC10_LPC270_NULL | E | Bulk water boiler / water heater 147 - 500 kW | LPCN | L.P. GAS COMMERICAL INSTALLATION (NT&I) | LPC10 | Bulk water boiler / water heater | LPC270 | 147 - 500 kW | NULL
LPCN_LPC10_LPC260_NULL | E | Bulk water boiler / water heater 15 - 44 kW | LPCN | L.P. GAS COMMERICAL INSTALLATION (NT&I) | LPC10 | Bulk water boiler / water heater | LPC260 | 15 - 44 kW | NULL
LPCN_LPC10_LPC265_NULL | E | Bulk water boiler / water heater 45 -146 kW | LPCN | L.P. GAS COMMERICAL INSTALLATION (NT&I) | LPC10 | Bulk water boiler / water heater | LPC265 | 45 -146 kW | NULL
LPCN_LPC10_LPC275_NULL | E | Bulk water boiler / water heater 501 - 1,500 kW | LPCN | L.P. GAS COMMERICAL INSTALLATION (NT&I) | LPC10 | Bulk water boiler / water heater | LPC275 | 501 - 1,500 kW | NULL
LPCN_LPC10_LPC280_NULL | E | Bulk water boiler / water heater over 1,500kW | LPCN | L.P. GAS COMMERICAL INSTALLATION (NT&I) | LPC10 | Bulk water boiler / water heater | LPC280 | over 1,500kW | NULL
LPCN_LPC10_LPC255_NULL | E | Bulk water boiler / water heater under 15 kW | LPCN | L.P. GAS COMMERICAL INSTALLATION (NT&I) | LPC10 | Bulk water boiler / water heater | LPC255 | under 15 kW | NULL
LPCN_LPC07_NULL_NULL | E | Cooking range c/w (open or solid top) | LPCN | L.P. GAS COMMERICAL INSTALLATION (NT&I) | LPC07 | Cooking range c/w (open or solid top) | NULL |  | NULL
LPCN_LPC07_LPC140_NULL | E | Cooking range c/w (open or solid top) 1200mm quallie - single | LPCN | L.P. GAS COMMERICAL INSTALLATION (NT&I) | LPC07 | Cooking range c/w (open or solid top) | LPC140 | 1200mm quallie - single | NULL
LPCN_LPC07_LPC115_NULL | E | Cooking range c/w (open or solid top) 450mm quallie - single | LPCN | L.P. GAS COMMERICAL INSTALLATION (NT&I) | LPC07 | Cooking range c/w (open or solid top) | LPC115 | 450mm quallie - single | NULL
LPCN_LPC07_LPC120_NULL | E | Cooking range c/w (open or solid top) 450mm quallie - twin | LPCN | L.P. GAS COMMERICAL INSTALLATION (NT&I) | LPC07 | Cooking range c/w (open or solid top) | LPC120 | 450mm quallie - twin | NULL
LPCN_LPC07_LPC125_NULL | E | Cooking range c/w (open or solid top) 600mm quallie - single | LPCN | L.P. GAS COMMERICAL INSTALLATION (NT&I) | LPC07 | Cooking range c/w (open or solid top) | LPC125 | 600mm quallie - single | NULL
LPCN_LPC07_LPC130_NULL | E | Cooking range c/w (open or solid top) 600mm quallie - twin | LPCN | L.P. GAS COMMERICAL INSTALLATION (NT&I) | LPC07 | Cooking range c/w (open or solid top) | LPC130 | 600mm quallie - twin | NULL
LPCN_LPC07_LPC135_NULL | E | Cooking range c/w (open or solid top) 900mm quallie - single | LPCN | L.P. GAS COMMERICAL INSTALLATION (NT&I) | LPC07 | Cooking range c/w (open or solid top) | LPC135 | 900mm quallie - single | NULL
LPCN_LPC07_LPC110_NULL | E | Cooking range c/w (open or solid top) oven over to 20 kW | LPCN | L.P. GAS COMMERICAL INSTALLATION (NT&I) | LPC07 | Cooking range c/w (open or solid top) | LPC110 | oven over to 20 kW | NULL
LPCN_LPC07_LPC105_NULL | E | Cooking range c/w (open or solid top) oven up to 20 kW | LPCN | L.P. GAS COMMERICAL INSTALLATION (NT&I) | LPC07 | Cooking range c/w (open or solid top) | LPC105 | oven up to 20 kW | NULL
LPCN_LPC11_NULL_NULL | E | Hot water circulating pump | LPCN | L.P. GAS COMMERICAL INSTALLATION (NT&I) | LPC11 | Hot water circulating pump | NULL |  | NULL
LPCN_LPC11_LPC285_NULL | E | Hot water circulating pump 0.01 - 1 kW | LPCN | L.P. GAS COMMERICAL INSTALLATION (NT&I) | LPC11 | Hot water circulating pump | LPC285 | 0.01 - 1 kW | NULL
LPCN_LPC11_LPC290_NULL | E | Hot water circulating pump 1.01 - 2.0 kW | LPCN | L.P. GAS COMMERICAL INSTALLATION (NT&I) | LPC11 | Hot water circulating pump | LPC290 | 1.01 - 2.0 kW | NULL
LPCN_LPC08_NULL_NULL | E | Kitchen equipment | LPCN | L.P. GAS COMMERICAL INSTALLATION (NT&I) | LPC08 | Kitchen equipment | NULL |  | NULL
LPCN_LPC08_LPC185_NULL | E | Bains marie | LPCN | L.P. GAS COMMERICAL INSTALLATION (NT&I) | LPC08 | Kitchen equipment | LPC185 | Bains marie | NULL
LPCN_LPC08_LPC175_NULL | E | Boiling pan | LPCN | L.P. GAS COMMERICAL INSTALLATION (NT&I) | LPC08 | Kitchen equipment | LPC175 | Boiling pan | NULL
LPCN_LPC08_LPC225_NULL | E | Boiling table | LPCN | L.P. GAS COMMERICAL INSTALLATION (NT&I) | LPC08 | Kitchen equipment | LPC225 | Boiling table | NULL
LPCN_LPC08_LPC240_NULL | E | Brazing hearth | LPCN | L.P. GAS COMMERICAL INSTALLATION (NT&I) | LPC08 | Kitchen equipment | LPC240 | Brazing hearth | NULL
LPCN_LPC08_LPC235_NULL | E | Bunsen burner - single/twin | LPCN | L.P. GAS COMMERICAL INSTALLATION (NT&I) | LPC08 | Kitchen equipment | LPC235 | Bunsen burner - single/twin | NULL
LPCN_LPC08_LPC205_NULL | E | Cafe set | LPCN | L.P. GAS COMMERICAL INSTALLATION (NT&I) | LPC08 | Kitchen equipment | LPC205 | Cafe set | NULL
LPCN_LPC08_LPC155_NULL | E | Deep fat fryer | LPCN | L.P. GAS COMMERICAL INSTALLATION (NT&I) | LPC08 | Kitchen equipment | LPC155 | Deep fat fryer | NULL
LPCN_LPC08_LPC160_NULL | E | Deep fat fryer c/w cooker | LPCN | L.P. GAS COMMERICAL INSTALLATION (NT&I) | LPC08 | Kitchen equipment | LPC160 | Deep fat fryer c/w cooker | NULL
LPCN_LPC08_LPC210_NULL | E | Dish washer | LPCN | L.P. GAS COMMERICAL INSTALLATION (NT&I) | LPC08 | Kitchen equipment | LPC210 | Dish washer | NULL
LPCN_LPC08_LPC170_NULL | E | Griddle plate | LPCN | L.P. GAS COMMERICAL INSTALLATION (NT&I) | LPC08 | Kitchen equipment | LPC170 | Griddle plate | NULL
LPCN_LPC08_LPC165_NULL | E | Grill | LPCN | L.P. GAS COMMERICAL INSTALLATION (NT&I) | LPC08 | Kitchen equipment | LPC165 | Grill | NULL
LPCN_LPC08_LPC190_NULL | E | Hot closet | LPCN | L.P. GAS COMMERICAL INSTALLATION (NT&I) | LPC08 | Kitchen equipment | LPC190 | Hot closet | NULL
LPCN_LPC08_LPC195_NULL | E | Hot cupboard c/w bains marie top | LPCN | L.P. GAS COMMERICAL INSTALLATION (NT&I) | LPC08 | Kitchen equipment | LPC195 | Hot cupboard c/w bains marie top | NULL
LPCN_LPC08_LPC150_NULL | E | Pastry oven | LPCN | L.P. GAS COMMERICAL INSTALLATION (NT&I) | LPC08 | Kitchen equipment | LPC150 | Pastry oven | NULL
LPCN_LPC08_LPC200_NULL | E | Service counter c/w under counter boiler | LPCN | L.P. GAS COMMERICAL INSTALLATION (NT&I) | LPC08 | Kitchen equipment | LPC200 | Service counter c/w under counter boiler | NULL
LPCN_LPC08_LPC220_NULL | E | Tea boiler | LPCN | L.P. GAS COMMERICAL INSTALLATION (NT&I) | LPC08 | Kitchen equipment | LPC220 | Tea boiler | NULL
LPCN_LPC08_LPC180_NULL | E | Tilting pan (bratt pan) | LPCN | L.P. GAS COMMERICAL INSTALLATION (NT&I) | LPC08 | Kitchen equipment | LPC180 | Tilting pan (bratt pan) | NULL
LPCN_LPC08_LPC230_NULL | E | Two tier force connection oven | LPCN | L.P. GAS COMMERICAL INSTALLATION (NT&I) | LPC08 | Kitchen equipment | LPC230 | Two tier force connection oven | NULL
LPCN_LPC08_LPC145_NULL | E | Wet steam oven | LPCN | L.P. GAS COMMERICAL INSTALLATION (NT&I) | LPC08 | Kitchen equipment | LPC145 | Wet steam oven | NULL
LPCN_LPC09_NULL_NULL | E | Others | LPCN | L.P. GAS COMMERICAL INSTALLATION (NT&I) | LPC09 | Others | NULL |  | NULL
LPCN_LPC09_LPC240_NULL | E | Brazing hearth | LPCN | L.P. GAS COMMERICAL INSTALLATION (NT&I) | LPC09 | Others | LPC240 | Brazing hearth | NULL
LPCN_LPC09_LPC250_NULL | E | H.W. cylinder / calorifier | LPCN | L.P. GAS COMMERICAL INSTALLATION (NT&I) | LPC09 | Others | LPC250 | H.W. cylinder / calorifier | NULL
LPCN_LPC09_LPC245_NULL | E | Space heater | LPCN | L.P. GAS COMMERICAL INSTALLATION (NT&I) | LPC09 | Others | LPC245 | Space heater | NULL
LPCN_LPC04_NULL_NULL | E | Rice cooker | LPCN | L.P. GAS COMMERICAL INSTALLATION (NT&I) | LPC04 | Rice cooker | NULL |  | NULL
LPCN_LPC04_LPC075_NULL | E | Rice cooker 5 - 20 kw | LPCN | L.P. GAS COMMERICAL INSTALLATION (NT&I) | LPC04 | Rice cooker | LPC075 | 5 - 20 kw | NULL
LPCN_LPC04_LPC080_NULL | E | Rice cooker over 20 kw | LPCN | L.P. GAS COMMERICAL INSTALLATION (NT&I) | LPC04 | Rice cooker | LPC080 | over 20 kw | NULL
LPCN_LPC04_LPC070_NULL | E | Rice cooker under 5 kw | LPCN | L.P. GAS COMMERICAL INSTALLATION (NT&I) | LPC04 | Rice cooker | LPC070 | under 5 kw | NULL
LPCN_LPC05_NULL_NULL | E | Rice steamer | LPCN | L.P. GAS COMMERICAL INSTALLATION (NT&I) | LPC05 | Rice steamer | NULL |  | NULL
LPCN_LPC05_LPC085_NULL | E | Rice steamer single unit | LPCN | L.P. GAS COMMERICAL INSTALLATION (NT&I) | LPC05 | Rice steamer | LPC085 | single unit | NULL
LPCN_LPC05_LPC090_NULL | E | Rice steamer twin unit | LPCN | L.P. GAS COMMERICAL INSTALLATION (NT&I) | LPC05 | Rice steamer | LPC090 | twin unit | NULL
LPCN_LPC06_NULL_NULL | E | Ring burners / table stove | LPCN | L.P. GAS COMMERICAL INSTALLATION (NT&I) | LPC06 | Ring burners / table stove | NULL |  | NULL
LPCN_LPC06_LPC095_NULL | E | Ring burners / table stove 1 or 2 rings | LPCN | L.P. GAS COMMERICAL INSTALLATION (NT&I) | LPC06 | Ring burners / table stove | LPC095 | 1 or 2 rings | NULL
LPCN_LPC06_LPC100_NULL | E | Ring burners / table stove 3 or 4 rings | LPCN | L.P. GAS COMMERICAL INSTALLATION (NT&I) | LPC06 | Ring burners / table stove | LPC100 | 3 or 4 rings | NULL
LPCN_LPC03_NULL_NULL | E | System equipment | LPCN | L.P. GAS COMMERICAL INSTALLATION (NT&I) | LPC03 | System equipment | NULL |  | NULL
LPCN_LPC03_LPC060_NULL | E | C/O facility (manual/auto) | LPCN | L.P. GAS COMMERICAL INSTALLATION (NT&I) | LPC03 | System equipment | LPC060 | C/O facility (manual/auto) | NULL
LPCN_LPC03_LPC065_NULL | E | Vaporizor (all sizes) | LPCN | L.P. GAS COMMERICAL INSTALLATION (NT&I) | LPC03 | System equipment | LPC065 | Vaporizor (all sizes) | NULL
FLN_NULL_NULL_NULL | E | FLOOD-LIGHTING INSTALLATION (NT&I) | FLN | FLOOD-LIGHTING INSTALLATION (NT&I) | NULL |  | NULL |  | NULL
FLN_FL02_NULL_NULL | E | Duoflux fittings | FLN | FLOOD-LIGHTING INSTALLATION (NT&I) | FL02 | Duoflux fittings | NULL |  | NULL
FLN_FL02_FL0025_NULL | E | mounted on pole below 4.5m | FLN | FLOOD-LIGHTING INSTALLATION (NT&I) | FL02 | Duoflux fittings | FL0025 | mounted on pole below 4.5m | NULL
FLN_FL02_FL0030_NULL | E | mounted on pole between 4.6m and 8m | FLN | FLOOD-LIGHTING INSTALLATION (NT&I) | FL02 | Duoflux fittings | FL0030 | mounted on pole between 4.6m and 8m | NULL
FLN_FL02_FL0035_NULL | E | mounted on pole between 8.1m and 12m | FLN | FLOOD-LIGHTING INSTALLATION (NT&I) | FL02 | Duoflux fittings | FL0035 | mounted on pole between 8.1m and 12m | NULL
FLN_FL02_FL0020_NULL | E | mounted on roof | FLN | FLOOD-LIGHTING INSTALLATION (NT&I) | FL02 | Duoflux fittings | FL0020 | mounted on roof | NULL
FLN_FL02_FL0015_NULL | E | mounted on wall | FLN | FLOOD-LIGHTING INSTALLATION (NT&I) | FL02 | Duoflux fittings | FL0015 | mounted on wall | NULL
FLN_FL03_NULL_NULL | E | FLOODLIGHTINGS | FLN | FLOOD-LIGHTING INSTALLATION (NT&I) | FL03 | FLOODLIGHTINGS | NULL |  | NULL
FLN_FL03_FL0075_NULL | E | MOUNTED ON ROOF | FLN | FLOOD-LIGHTING INSTALLATION (NT&I) | FL03 | FLOODLIGHTINGS | FL0075 | MOUNTED ON ROOF | NULL
FLN_FL03_FL0055_NULL | E | mounted on pole between 12.1m and 18m | FLN | FLOOD-LIGHTING INSTALLATION (NT&I) | FL03 | FLOODLIGHTINGS | FL0055 | mounted on pole between 12.1m and 18m | NULL
FLN_FL03_FL0060_NULL | E | mounted on pole between 18.1m and 22m | FLN | FLOOD-LIGHTING INSTALLATION (NT&I) | FL03 | FLOODLIGHTINGS | FL0060 | mounted on pole between 18.1m and 22m | NULL
FLN_FL03_FL0040_NULL | E | mounted on pole between 2m and 4.5m | FLN | FLOOD-LIGHTING INSTALLATION (NT&I) | FL03 | FLOODLIGHTINGS | FL0040 | mounted on pole between 2m and 4.5m | NULL
FLN_FL03_FL0045_NULL | E | mounted on pole between 4.6m and 8m | FLN | FLOOD-LIGHTING INSTALLATION (NT&I) | FL03 | FLOODLIGHTINGS | FL0045 | mounted on pole between 4.6m and 8m | NULL
FLN_FL03_FL0050_NULL | E | mounted on pole between 8.1m and 12m | FLN | FLOOD-LIGHTING INSTALLATION (NT&I) | FL03 | FLOODLIGHTINGS | FL0050 | mounted on pole between 8.1m and 12m | NULL
FLN_FL03_FL0080_NULL | E | MOUNTED IN PIT | FLN | FLOOD-LIGHTING INSTALLATION (NT&I) | FL03 | FLOODLIGHTINGS | FL0080 | MOUNTED IN PIT | NULL
FLN_FL03_FL0070_NULL | E | MOUNTED ON WALL AT ROOF LEVEL | FLN | FLOOD-LIGHTING INSTALLATION (NT&I) | FL03 | FLOODLIGHTINGS | FL0070 | MOUNTED ON WALL AT ROOF LEVEL | NULL
FLN_FL03_FL0065_NULL | E | MOUNTED ON POLE BETWEEN 22.1M AND 27M | FLN | FLOOD-LIGHTING INSTALLATION (NT&I) | FL03 | FLOODLIGHTINGS | FL0065 | MOUNTED ON POLE BETWEEN 22.1M AND 27M | NULL
FLN_FL05_NULL_NULL | E | High bay fittings | FLN | FLOOD-LIGHTING INSTALLATION (NT&I) | FL05 | High bay fittings | NULL |  | NULL
FLN_FL05_FL0095_NULL | E | MOUNTED INDOOR OR OUTDOOR | FLN | FLOOD-LIGHTING INSTALLATION (NT&I) | FL05 | High bay fittings | FL0095 | MOUNTED INDOOR OR OUTDOOR | NULL
FLN_FL01_NULL_NULL | E | Non-standard fittings | FLN | FLOOD-LIGHTING INSTALLATION (NT&I) | FL01 | Non-standard fittings | NULL |  | NULL
FLN_FL01_FL0005_NULL | E | mounted on wall or pole below or equal to 1.5m | FLN | FLOOD-LIGHTING INSTALLATION (NT&I) | FL01 | Non-standard fittings | FL0005 | mounted on wall or pole below or equal to 1.5m | NULL
FLN_FL01_FL0010_NULL | E | mounted on wall or pole between 1.5m and 5m | FLN | FLOOD-LIGHTING INSTALLATION (NT&I) | FL01 | Non-standard fittings | FL0010 | mounted on wall or pole between 1.5m and 5m | NULL
FLN_FL04_NULL_NULL | E | Pole top lantern | FLN | FLOOD-LIGHTING INSTALLATION (NT&I) | FL04 | Pole top lantern | NULL |  | NULL
FLN_FL04_FL0090_NULL | E | MOUNTED ON WALL | FLN | FLOOD-LIGHTING INSTALLATION (NT&I) | FL04 | Pole top lantern | FL0090 | MOUNTED ON WALL | NULL
FLN_FL04_FL0085_NULL | E | MOUNTED ON POLE LESS THAN 5M | FLN | FLOOD-LIGHTING INSTALLATION (NT&I) | FL04 | Pole top lantern | FL0085 | MOUNTED ON POLE LESS THAN 5M | NULL
TGMIL_NULL_NULL_NULL | E | TOWN GAS INSTALLTION (MILITARY) | TGMIL | TOWN GAS INSTALLTION (MILITARY) | NULL |  | NULL |  | NULL
TGMIL_TG01_NULL_NULL | E | DOMESTIC APPLIANCES | TGMIL | TOWN GAS INSTALLTION (MILITARY) | TG01 | DOMESTIC APPLIANCES | NULL |  | NULL
TGMIL_TG01_TGD025_NULL | E | Balanced flue multi-point heater | TGMIL | TOWN GAS INSTALLTION (MILITARY) | TG01 | DOMESTIC APPLIANCES | TGD025 | Balanced flue multi-point heater | NULL
TGMIL_TG01_TGD020_NULL | E | Conventional flue multi-point heater (including fan-assisted) | TGMIL | TOWN GAS INSTALLTION (MILITARY) | TG01 | DOMESTIC APPLIANCES | TGD020 | Conventional flue multi-point heater (including fan-assisted) | NULL
TGMIL_TG01_TGD010_NULL | E | Cooker | TGMIL | TOWN GAS INSTALLTION (MILITARY) | TG01 | DOMESTIC APPLIANCES | TGD010 | Cooker | NULL
TGMIL_TG01_TGD005_NULL | E | Hot plate / table stove | TGMIL | TOWN GAS INSTALLTION (MILITARY) | TG01 | DOMESTIC APPLIANCES | TGD005 | Hot plate / table stove | NULL
TGMIL_TG01_TGD015_NULL | E | Sinker water heater | TGMIL | TOWN GAS INSTALLTION (MILITARY) | TG01 | DOMESTIC APPLIANCES | TGD015 | Sinker water heater | NULL
TGMIL_TG04_NULL_NULL | E | SPECIAL APPLIANCE/EQUIPMENT | TGMIL | TOWN GAS INSTALLTION (MILITARY) | TG04 | SPECIAL APPLIANCE/EQUIPMENT | NULL |  | NULL
TGMIL_TG04_TGC255_NULL | E | Hot water circulation pump, all size (VISIT/QTR) | TGMIL | TOWN GAS INSTALLTION (MILITARY) | TG04 | SPECIAL APPLIANCE/EQUIPMENT | TGC255 | Hot water circulation pump, all size (VISIT/QTR) | NULL
TGMIL_TG04_TGC260_NULL | E | GAS TRAIN PIPED SYSTEM (VISIT/QTR) | TGMIL | TOWN GAS INSTALLTION (MILITARY) | TG04 | SPECIAL APPLIANCE/EQUIPMENT | TGC260 | GAS TRAIN PIPED SYSTEM (VISIT/QTR) | NULL
TGMIL_TG04_TGC265_NULL | E | COMBUSTION ANALYSER (VISIT/QTR) | TGMIL | TOWN GAS INSTALLTION (MILITARY) | TG04 | SPECIAL APPLIANCE/EQUIPMENT | TGC265 | COMBUSTION ANALYSER (VISIT/QTR) | NULL
TGMIL_TG04_TGC270_NULL | E | CONTROL PANEL FOR CIRCULATING PUMP ( VISIT/QTR ) | TGMIL | TOWN GAS INSTALLTION (MILITARY) | TG04 | SPECIAL APPLIANCE/EQUIPMENT | TGC270 | CONTROL PANEL FOR CIRCULATING PUMP ( VISIT/QTR ) | NULL
TGMIL_TG04_TGC275_NULL | E | HOT WATER CIRCULATION PUMP, ALL SIZE (VISIT/MON) | TGMIL | TOWN GAS INSTALLTION (MILITARY) | TG04 | SPECIAL APPLIANCE/EQUIPMENT | TGC275 | HOT WATER CIRCULATION PUMP, ALL SIZE (VISIT/MON) | NULL
TGMIL_TG04_TGC280_NULL | E | GAS TRAIN PIPED SYSTEM (VISIT/MON) | TGMIL | TOWN GAS INSTALLTION (MILITARY) | TG04 | SPECIAL APPLIANCE/EQUIPMENT | TGC280 | GAS TRAIN PIPED SYSTEM (VISIT/MON) | NULL
TGMIL_TG04_TGC285_NULL | E | COMBUSTION ANALYSER (VISIT/MON ) | TGMIL | TOWN GAS INSTALLTION (MILITARY) | TG04 | SPECIAL APPLIANCE/EQUIPMENT | TGC285 | COMBUSTION ANALYSER (VISIT/MON ) | NULL
TGMIL_TG04_TGC290_NULL | E | CONTROL PANEL FOR CIRCULATING PUMP (VISIT/MON) | TGMIL | TOWN GAS INSTALLTION (MILITARY) | TG04 | SPECIAL APPLIANCE/EQUIPMENT | TGC290 | CONTROL PANEL FOR CIRCULATING PUMP (VISIT/MON) | NULL
TGMIL_TG02_NULL_NULL | E | COMMERCIAL APPLIANCES | TGMIL | TOWN GAS INSTALLTION (MILITARY) | TG02 | COMMERCIAL APPLIANCES | NULL |  | NULL
TGMIL_TG02_TGC030_NULL | E | STEAMING OVEN AND LOCAL MAKE FOOD STEAMER,SINGLE OR TWIN UNIT | TGMIL | TOWN GAS INSTALLTION (MILITARY) | TG02 | COMMERCIAL APPLIANCES | TGC030 | STEAMING OVEN AND LOCAL MAKE FOOD STEAMER,SINGLE OR TWIN UNIT | NULL
TGMIL_TG02_TGC035_NULL | E | STEAMING OVEN AND LOCAL MAKE FOOD STEAMER,TRIPLET OR QUADRUPLET UNIT | TGMIL | TOWN GAS INSTALLTION (MILITARY) | TG02 | COMMERCIAL APPLIANCES | TGC035 | STEAMING OVEN AND LOCAL MAKE FOOD STEAMER,TRIPLET OR QUADRUPLET UNIT | NULL
TGMIL_TG02_TGC040_NULL | E | TEA BOILER AND CAFE SET | TGMIL | TOWN GAS INSTALLTION (MILITARY) | TG02 | COMMERCIAL APPLIANCES | TGC040 | TEA BOILER AND CAFE SET | NULL
TGMIL_TG02_TGC045_NULL | E | HOT CLOSET | TGMIL | TOWN GAS INSTALLTION (MILITARY) | TG02 | COMMERCIAL APPLIANCES | TGC045 | HOT CLOSET | NULL
TGMIL_TG02_TGC050_NULL | E | GRILLER | TGMIL | TOWN GAS INSTALLTION (MILITARY) | TG02 | COMMERCIAL APPLIANCES | TGC050 | GRILLER | NULL
TGMIL_TG02_TGC055_NULL | E | FRYER | TGMIL | TOWN GAS INSTALLTION (MILITARY) | TG02 | COMMERCIAL APPLIANCES | TGC055 | FRYER | NULL
TGMIL_TG02_TGC060_NULL | E | DOUGH PROVER | TGMIL | TOWN GAS INSTALLTION (MILITARY) | TG02 | COMMERCIAL APPLIANCES | TGC060 | DOUGH PROVER | NULL
TGMIL_TG02_TGC065_NULL | E | BAIN MARIE | TGMIL | TOWN GAS INSTALLTION (MILITARY) | TG02 | COMMERCIAL APPLIANCES | TGC065 | BAIN MARIE | NULL
TGMIL_TG02_TGC070_NULL | E | PASTRY OVEN | TGMIL | TOWN GAS INSTALLTION (MILITARY) | TG02 | COMMERCIAL APPLIANCES | TGC070 | PASTRY OVEN | NULL
TGMIL_TG02_TGC075_NULL | E | BOILING PAN | TGMIL | TOWN GAS INSTALLTION (MILITARY) | TG02 | COMMERCIAL APPLIANCES | TGC075 | BOILING PAN | NULL
TGMIL_TG02_TGC080_NULL | E | SERVICES COUNTER | TGMIL | TOWN GAS INSTALLTION (MILITARY) | TG02 | COMMERCIAL APPLIANCES | TGC080 | SERVICES COUNTER | NULL
TGMIL_TG02_TGC085_NULL | E | DISHWASHING MACHINE | TGMIL | TOWN GAS INSTALLTION (MILITARY) | TG02 | COMMERCIAL APPLIANCES | TGC085 | DISHWASHING MACHINE | NULL
TGMIL_TG02_TGC090_NULL | E | HEAVY DUTY COOKING RANGE 1-2 BURNERS | TGMIL | TOWN GAS INSTALLTION (MILITARY) | TG02 | COMMERCIAL APPLIANCES | TGC090 | HEAVY DUTY COOKING RANGE 1-2 BURNERS | NULL
TGMIL_TG02_TGC095_NULL | E | HEAVY DUTY COOKING RANGE 3-4 BURNERS | TGMIL | TOWN GAS INSTALLTION (MILITARY) | TG02 | COMMERCIAL APPLIANCES | TGC095 | HEAVY DUTY COOKING RANGE 3-4 BURNERS | NULL
TGMIL_TG02_TGC100_NULL | E | HEAVY DUTY COOKING RANGE 5-6 BURNERS | TGMIL | TOWN GAS INSTALLTION (MILITARY) | TG02 | COMMERCIAL APPLIANCES | TGC100 | HEAVY DUTY COOKING RANGE 5-6 BURNERS | NULL
TGMIL_TG02_TGC105_NULL | E | HEAVY DUTY COOKING RANGE 7 OR MORE BURNERS | TGMIL | TOWN GAS INSTALLTION (MILITARY) | TG02 | COMMERCIAL APPLIANCES | TGC105 | HEAVY DUTY COOKING RANGE 7 OR MORE BURNERS | NULL
TGMIL_TG02_TGC110_NULL | E | HEAVY DUTY BOILING RING | TGMIL | TOWN GAS INSTALLTION (MILITARY) | TG02 | COMMERCIAL APPLIANCES | TGC110 | HEAVY DUTY BOILING RING | NULL
TGMIL_TG02_TGC115_NULL | E | QUALLIE | TGMIL | TOWN GAS INSTALLTION (MILITARY) | TG02 | COMMERCIAL APPLIANCES | TGC115 | QUALLIE | NULL
TGMIL_TG02_TGC120_NULL | E | TILTING FRYER | TGMIL | TOWN GAS INSTALLTION (MILITARY) | TG02 | COMMERCIAL APPLIANCES | TGC120 | TILTING FRYER | NULL
TGMIL_TG02_TGC125_NULL | E | LABORATORY BUNSEN BURNER (SINGLE OR TWIN) INCLUDING TAP AND HOSE | TGMIL | TOWN GAS INSTALLTION (MILITARY) | TG02 | COMMERCIAL APPLIANCES | TGC125 | LABORATORY BUNSEN BURNER (SINGLE OR TWIN) INCLUDING TAP AND HOSE | NULL
TGMIL_TG02_TGC130_NULL | E | INCINERATOR | TGMIL | TOWN GAS INSTALLTION (MILITARY) | TG02 | COMMERCIAL APPLIANCES | TGC130 | INCINERATOR | NULL
TGMIL_TG02_TGC135_NULL | E | HOTPLATE/GRIDDLE PLATE | TGMIL | TOWN GAS INSTALLTION (MILITARY) | TG02 | COMMERCIAL APPLIANCES | TGC135 | HOTPLATE/GRIDDLE PLATE | NULL
TGMIL_TG02_TGC140_NULL | E | BULK HOT WATER BOILER (UP TO 146KW) | TGMIL | TOWN GAS INSTALLTION (MILITARY) | TG02 | COMMERCIAL APPLIANCES | TGC140 | BULK HOT WATER BOILER (UP TO 146KW) | NULL
TGMIL_TG02_TGC145_NULL | E | RICE COOKER | TGMIL | TOWN GAS INSTALLTION (MILITARY) | TG02 | COMMERCIAL APPLIANCES | TGC145 | RICE COOKER | NULL
TGMIL_TG02_TGC150_NULL | E | 3 DECK RICE COOKER | TGMIL | TOWN GAS INSTALLTION (MILITARY) | TG02 | COMMERCIAL APPLIANCES | TGC150 | 3 DECK RICE COOKER | NULL
TGMIL_TG02_TGC155_NULL | E | SOLID TOP OVEN | TGMIL | TOWN GAS INSTALLTION (MILITARY) | TG02 | COMMERCIAL APPLIANCES | TGC155 | SOLID TOP OVEN | NULL
TGMIL_TG02_TGC160_NULL | E | TOWN GAS LAMP | TGMIL | TOWN GAS INSTALLTION (MILITARY) | TG02 | COMMERCIAL APPLIANCES | TGC160 | TOWN GAS LAMP | NULL
TGMIL_TG02_TGC165_NULL | E | BRAZING HEARTH | TGMIL | TOWN GAS INSTALLTION (MILITARY) | TG02 | COMMERCIAL APPLIANCES | TGC165 | BRAZING HEARTH | NULL
TGMIL_TG02_TGC170_NULL | E | 4 OR 6 RINGS EUROPEAN COOKER C/W OVEN AND/OR HOTPLATE | TGMIL | TOWN GAS INSTALLTION (MILITARY) | TG02 | COMMERCIAL APPLIANCES | TGC170 | 4 OR 6 RINGS EUROPEAN COOKER C/W OVEN AND/OR HOTPLATE | NULL
TGMIL_TG02_TGC175_NULL | E | 7 TO 10 RINGS EUROPEAN COOKER C/W OVEN AND/OR HOTPLATE | TGMIL | TOWN GAS INSTALLTION (MILITARY) | TG02 | COMMERCIAL APPLIANCES | TGC175 | 7 TO 10 RINGS EUROPEAN COOKER C/W OVEN AND/OR HOTPLATE | NULL
TGMIL_TG02_TGC180_NULL | E | FORGING MACHINE | TGMIL | TOWN GAS INSTALLTION (MILITARY) | TG02 | COMMERCIAL APPLIANCES | TGC180 | FORGING MACHINE | NULL
TGMIL_TG03_NULL_NULL | E | HOT WATER BOILER | TGMIL | TOWN GAS INSTALLTION (MILITARY) | TG03 | HOT WATER BOILER | NULL |  | NULL
TGMIL_TG03_TGC215_NULL | E | Calorifier of capacity not exceeding 3,000 LITRES (VISIT/QTR) | TGMIL | TOWN GAS INSTALLTION (MILITARY) | TG03 | HOT WATER BOILER | TGC215 | Calorifier of capacity not exceeding 3,000 LITRES (VISIT/QTR) | NULL
TGMIL_TG03_TGC245_NULL | E | PRESSURE TANK OF CAPACITY NOT EXCEEDING 3500 LITRES ( VISIT/MON ) | TGMIL | TOWN GAS INSTALLTION (MILITARY) | TG03 | HOT WATER BOILER | TGC245 | PRESSURE TANK OF CAPACITY NOT EXCEEDING 3500 LITRES ( VISIT/MON ) | NULL
TGMIL_TG03_TGC240_NULL | E | HOT WATER CIRCULATION PUMP, ALL SIZE ( VISIT/MON ) | TGMIL | TOWN GAS INSTALLTION (MILITARY) | TG03 | HOT WATER BOILER | TGC240 | HOT WATER CIRCULATION PUMP, ALL SIZE ( VISIT/MON ) | NULL
TGMIL_TG03_TGC225_NULL | E | CAPACITY EXCEEDING 750KW AND WITHIN 2500KW (VISIT/MON) | TGMIL | TOWN GAS INSTALLTION (MILITARY) | TG03 | HOT WATER BOILER | TGC225 | CAPACITY EXCEEDING 750KW AND WITHIN 2500KW (VISIT/MON) | NULL
TGMIL_TG03_TGC205_NULL | E | Hot water cylinder with capacity between 2,501 litres and 5,000 litres | TGMIL | TOWN GAS INSTALLTION (MILITARY) | TG03 | HOT WATER BOILER | TGC205 | Hot water cylinder with capacity between 2,501 litres and 5,000 litres | NULL
TGMIL_TG03_TGC200_NULL | E | Hot water cylinder with capacity not excEEDING OF 2,500 LITRES (VISIT/QTR) | TGMIL | TOWN GAS INSTALLTION (MILITARY) | TG03 | HOT WATER BOILER | TGC200 | Hot water cylinder with capacity not excEEDING OF 2,500 LITRES (VISIT/QTR) | NULL
TGMIL_TG03_TGC230_NULL | E | Hot water cylinder with capacity not excEEDING OF 2,500 LITRES_(VISIT/MON) | TGMIL | TOWN GAS INSTALLTION (MILITARY) | TG03 | HOT WATER BOILER | TGC230 | Hot water cylinder with capacity not excEEDING OF 2,500 LITRES_(VISIT/MON) | NULL
TGMIL_TG03_TGC210_NULL | E | Pressure tank of capacity not exceeding 3,500 LITRES (VISIT/QTR) | TGMIL | TOWN GAS INSTALLTION (MILITARY) | TG03 | HOT WATER BOILER | TGC210 | Pressure tank of capacity not exceeding 3,500 LITRES (VISIT/QTR) | NULL
TGMIL_TG03_TGC195_NULL | E | capacity exceeding 146KW and within 200KW(VISIT/QTR) | TGMIL | TOWN GAS INSTALLTION (MILITARY) | TG03 | HOT WATER BOILER | TGC195 | capacity exceeding 146KW and within 200KW(VISIT/QTR) | NULL
TGMIL_TG03_TGC220_NULL | E | capacity exceeding 200KW and within 750KW (VISIT/MON) | TGMIL | TOWN GAS INSTALLTION (MILITARY) | TG03 | HOT WATER BOILER | TGC220 | capacity exceeding 200KW and within 750KW (VISIT/MON) | NULL
TGMIL_TG03_TGC235_NULL | E | HOT WATER CYLINDER WITH CAPACITY BETWEEN2501 LITRES AND 5000 LITRES_(VISIT/MON) | TGMIL | TOWN GAS INSTALLTION (MILITARY) | TG03 | HOT WATER BOILER | TGC235 | HOT WATER CYLINDER WITH CAPACITY BETWEEN2501 LITRES AND 5000 LITRES_(VISIT/MON) | NULL
TGMIL_TG03_TGC190_NULL | E | CAPACITY NOT EXCEEDING 146KW (WITH 3 BURNERS) (VISIT/QTR) | TGMIL | TOWN GAS INSTALLTION (MILITARY) | TG03 | HOT WATER BOILER | TGC190 | CAPACITY NOT EXCEEDING 146KW (WITH 3 BURNERS) (VISIT/QTR) | NULL
TGMIL_TG03_TGC185_NULL | E | CAPACITY NOT EXCEEDING 146KW (VISIT/QTR) | TGMIL | TOWN GAS INSTALLTION (MILITARY) | TG03 | HOT WATER BOILER | TGC185 | CAPACITY NOT EXCEEDING 146KW (VISIT/QTR) | NULL
TGMIL_TG03_TGC250_NULL | E | CALORIFIER OF CAPACITY NOT EXCEEDING 3000 LITES ( VISIT/MON ) | TGMIL | TOWN GAS INSTALLTION (MILITARY) | TG03 | HOT WATER BOILER | TGC250 | CALORIFIER OF CAPACITY NOT EXCEEDING 3000 LITES ( VISIT/MON ) | NULL
TGMIL_TG05_NULL_NULL | E | OTHERS | TGMIL | TOWN GAS INSTALLTION (MILITARY) | TG05 | OTHERS | NULL |  | NULL
RC_NULL_NULL_NULL | E | ROOM COOLERS / DEHUMIDIFIERS | RC | ROOM COOLERS / DEHUMIDIFIERS | NULL |  | NULL |  | NULL
RC_C26_NULL_NULL | E | C26 | RC | ROOM COOLERS / DEHUMIDIFIERS | C26 | C26 | NULL |  | NULL
RC_C29_NULL_NULL | E | C29 | RC | ROOM COOLERS / DEHUMIDIFIERS | C29 | C29 | NULL |  | NULL
RC_C32_NULL_NULL | E | C32 | RC | ROOM COOLERS / DEHUMIDIFIERS | C32 | C32 | NULL |  | NULL
RC_C40_NULL_NULL | E | C40 | RC | ROOM COOLERS / DEHUMIDIFIERS | C40 | C40 | NULL |  | NULL
RC_C49_NULL_NULL | E | C49 | RC | ROOM COOLERS / DEHUMIDIFIERS | C49 | C49 | NULL |  | NULL
RC_C58_NULL_NULL | E | C58 | RC | ROOM COOLERS / DEHUMIDIFIERS | C58 | C58 | NULL |  | NULL
RC_R26_NULL_NULL | E | R26 | RC | ROOM COOLERS / DEHUMIDIFIERS | R26 | R26 | NULL |  | NULL
RC_R29_NULL_NULL | E | R29 | RC | ROOM COOLERS / DEHUMIDIFIERS | R29 | R29 | NULL |  | NULL
RC_R32_NULL_NULL | E | R32 | RC | ROOM COOLERS / DEHUMIDIFIERS | R32 | R32 | NULL |  | NULL
RC_R40_NULL_NULL | E | R40 | RC | ROOM COOLERS / DEHUMIDIFIERS | R40 | R40 | NULL |  | NULL
RC_R49_NULL_NULL | E | R49 | RC | ROOM COOLERS / DEHUMIDIFIERS | R49 | R49 | NULL |  | NULL
RC_R58_NULL_NULL | E | R58 | RC | ROOM COOLERS / DEHUMIDIFIERS | R58 | R58 | NULL |  | NULL
RC_D7_NULL_NULL | E | D7 | RC | ROOM COOLERS / DEHUMIDIFIERS | D7 | D7 | NULL |  | NULL
RC_D9_NULL_NULL | E | D9 | RC | ROOM COOLERS / DEHUMIDIFIERS | D9 | D9 | NULL |  | NULL
MAT_NULL_NULL_NULL | B | MATERIALS | MAT | MATERIALS | NULL |  | NULL |  | NULL
LS_NULL_NULL_NULL | E | LUMP SUM CONTRACT - BUILDING WORKS | LS | LUMP SUM CONTRACT - BUILDING SERVICES | NULL |  | NULL |  | NULL
CONSU_NULL_NULL_NULL |  | PERCENTAGE FEE | CONSU | CONSULTANCY FEE | NULL |  | NULL |  | NULL
CONSU_PERFEE_NULL_NULL |  | PERCENTAGE FEE | CONSU | CONSULTANCY FEE | PERFEE | PERCENTAGE FEE | NULL |  | NULL
CONSU_SSTAFF_NULL_NULL |  | RESIDENT SITE STAFF | CONSU | CONSULTANCY FEE | SSTAFF | RESIDENT SITE STAFF | NULL |  | NULL
CONSU_OTHEXP_NULL_NULL |  | OTHER EXPENSES | CONSU | CONSULTANCY FEE | OTHEXP | OTHER EXPENSES | NULL |  | NULL
CONSU_GEO_NULL_NULL |  | GEOTECHNICAL ENGINEERING AND ADDITIONAL SERVICES | CONSU | CONSULTANCY FEE | GEO | GEOTECHNICAL ENGINEERING AND ADDITIONAL SERVICES | NULL |  | NULL
DUMMY9_DUMMY9_DUMMY9_DUMMY9 |  |  | DUMMY9 |  | DUMMY9 |  | DUMMY9 |  | DUMMY9

## AR
UniqueID | Category | Family Name | Element_CodePSB_Element1 | PSB_Floor | Subelement_CodePSB_Sub-element1 | PSB_Element1 | PSB_Sub-element1 | PSB_Component1 | PSB_Attribute1 | PSB_element_doc1 | PSB_manufacturer1 | PSB_Remarks1 | PSB_Element2 | PSB_Sub-element2 | PSB_Component2 | PSB_Attribute2 | PSB_element_doc2 | PSB_manufacturer2 | PSB_Remarks2 | PSB_Element3 | PSB_Sub-element3 | PSB_Component3 | PSB_Attribute3 | PSB_element_doc3 | PSB_manufacturer3 | PSB_Remarks3 | PSB_Element4 | PSB_Sub-element4 | PSB_Component4 | PSB_Attribute4 | PSB_element_doc4 | PSB_manufacturer4 | PSB_Remarks4 | PSB_Element5 | PSB_Sub-element5 | PSB_Component5 | PSB_Attribute5 | PSB_element_doc5 | PSB_manufacturer5 | PSB_Remarks5 | PSB_MWORRF_link | PSB_MWO_link | PSB_WO_link | SoR_no | PSB_Ins_Sch_Des | psb_CDELevel | PSB_feature | PSB_Ins_Interval | ArchSD Checking on Element 1 | ArchSD Checking on Element 2 | ArchSD Checking on Element 3 | ArchSD Checking on Element 4 | ArchSD Checking on Element 5 | BIM Element Code 1 (Location Code+Floor+Element+Element No) | BIM Element Code 2 (Location Code+Floor+Element+Element No) | BIM Element Code 3 (Location Code+Floor+Element+Element No) | BIM Element Code 4 (Location Code+Floor+Element+Element No)3 | BIM Element Code 5 (Location Code+Floor+Element+Element No)3 | Element ID for Element1 is repeated? | Element ID for Element2 is repeated? | Element ID for Element3 is repeated? | Element ID for Element4 is repeated? | Element ID for Element5 is repeated? | Comment by ArchSD | Type (For Reference) | Family (For Reference) | Category (For Reference)
[6 empty] | STR | SHAF | PANAC | NULL | NULL | NULL | NULL | NULL | NULL | NULL | NULL | NULL | NULL | NULL | NULL | NULL | NULL | NULL | NULL | NULL | NULL | NULL | NULL | NULL | NULL | NULL | NULL | NULL | NULL | NULL | NULL | NULL | NULL | NULL | NULL | NULL | NULL | NULL | NULL | NULL | NULL | NULL | NULL | ACCESS PANEL OF SHAFT | NULL | NULL | NULL | NULL | STRSHAFPANACNULL | NULLNULLNULLNULL | NULLNULLNULLNULL | NULLNULLNULLNULL | NULLNULLNULLNULL |  | Duplicated | Duplicated | Duplicated | Duplicated | Access Panel
[6 empty] | STR | BAL | BALU | NULL | NULL | NULL | NULL | NULL | NULL | NULL | NULL | NULL | NULL | NULL | NULL | NULL | NULL | NULL | NULL | NULL | NULL | NULL | NULL | NULL | NULL | NULL | NULL | NULL | NULL | NULL | NULL | NULL | NULL | NULL | NULL | NULL | NULL | NULL | NULL | NULL | NULL | NULL | NULL | BALUSTRADE ON BALCONY | NULL | NULL | NULL | NULL | STRBALBALUNULL | NULLNULLNULLNULL | NULLNULLNULLNULL | NULLNULLNULLNULL | NULLNULLNULLNULL |  | Duplicated | Duplicated | Duplicated | Duplicated | Balcony Railing | Railing
[6 empty] | STR | BAL | BALU | BR | NULL | NULL | NULL | NULL | NULL | NULL | NULL | NULL | NULL | NULL | NULL | NULL | NULL | NULL | NULL | NULL | NULL | NULL | NULL | NULL | NULL | NULL | NULL | NULL | NULL | NULL | NULL | NULL | NULL | NULL | NULL | NULL | NULL | NULL | NULL | NULL | NULL | NULL | NULL | BRICK BALUSTRADE ON BALCONY | NULL | NULL | NULL | NULL | STRBALBALUBR | NULLNULLNULLNULL | NULLNULLNULLNULL | NULLNULLNULLNULL | NULLNULLNULLNULL |  | Duplicated | Duplicated | Duplicated | Duplicated | Balustrade | Railing
[6 empty] | SPE | SPORT | STRBC | NULL | NULL | NULL | NULL | NULL | NULL | NULL | NULL | NULL | NULL | NULL | NULL | NULL | NULL | NULL | NULL | NULL | NULL | NULL | NULL | NULL | NULL | NULL | NULL | NULL | NULL | NULL | NULL | NULL | NULL | NULL | NULL | NULL | NULL | NULL | NULL | NULL | NULL | NULL | NULL | STRUCTURE OF BALL COURT | NULL | NULL | NULL | NULL | SPESPORTSTRBCNULL | NULLNULLNULLNULL | NULLNULLNULLNULL | NULLNULLNULLNULL | NULLNULLNULLNULL |  | Duplicated | Duplicated | Duplicated | Duplicated | Basketball Backstop | Ball Court
[6 empty] | SANI | BA | NULL | NULL | NULL | NULL | NULL | NULL | NULL | NULL | NULL | NULL | NULL | NULL | NULL | NULL | NULL | NULL | NULL | NULL | NULL | NULL | NULL | NULL | NULL | NULL | NULL | NULL | NULL | NULL | NULL | NULL | NULL | NULL | NULL | NULL | NULL | NULL | NULL | NULL | NULL | NULL | NULL | BATH TUBE | NULL | NULL | NULL | NULL | SANIBANULLNULL | NULLNULLNULLNULL | NULLNULLNULLNULL | NULLNULLNULLNULL | NULLNULLNULLNULL |  | Duplicated | Duplicated | Duplicated | Duplicated | Bathtube | Toilet Fixture
[6 empty] | FF | FFOT | NULL | NULL | NULL | NULL | NULL | NULL | NULL | NULL | NULL | NULL | NULL | NULL | NULL | NULL | NULL | NULL | NULL | NULL | NULL | NULL | NULL | NULL | NULL | NULL | NULL | NULL | NULL | NULL | NULL | NULL | NULL | NULL | NULL | NULL | NULL | NULL | NULL | NULL | NULL | NULL | NULL | OTHER FIXTURES & FITTING | NULL | NULL | NULL | NULL | FFFFOTNULLNULL | NULLNULLNULLNULL | NULLNULLNULLNULL | NULLNULLNULLNULL | NULLNULLNULLNULL | Duplicated | Duplicated | Duplicated | Duplicated | Duplicated | Bed | Fixture
[6 empty] | FUR | BEN | NULL | NULL | NULL | NULL | NULL | NULL | NULL | NULL | NULL | NULL | NULL | NULL | NULL | NULL | NULL | NULL | NULL | NULL | NULL | NULL | NULL | NULL | NULL | NULL | NULL | NULL | NULL | NULL | NULL | NULL | NULL | NULL | NULL | NULL | NULL | NULL | NULL | NULL | NULL | NULL | NULL | FIXED BENCH | NULL | NULL | NULL | NULL | FURBENNULLNULL | NULLNULLNULLNULL | NULLNULLNULLNULL | NULLNULLNULLNULL | NULLNULLNULLNULL |  | Duplicated | Duplicated | Duplicated | Duplicated | Bench | Bench
[6 empty] | STR | WL | STRU | BR | NULL | NULL | NULL | NULL | NULL | NULL | NULL | NULL | NULL | NULL | NULL | NULL | NULL | NULL | NULL | NULL | NULL | NULL | NULL | NULL | NULL | NULL | NULL | NULL | NULL | NULL | NULL | NULL | NULL | NULL | NULL | NULL | NULL | NULL | NULL | NULL | NULL | NULL | NULL | BRICK WALL | NULL | NULL | NULL | NULL | STRWLSTRUBR | NULLNULLNULLNULL | NULLNULLNULLNULL | NULLNULLNULLNULL | NULLNULLNULLNULL | [5 empty] | Brick Wall | Brick Wall
[6 empty] | STR | CANO | NULL | NULL | NULL | NULL | NULL | NULL | NULL | NULL | NULL | NULL | NULL | NULL | NULL | NULL | NULL | NULL | NULL | NULL | NULL | NULL | NULL | NULL | NULL | NULL | NULL | NULL | NULL | NULL | NULL | NULL | NULL | NULL | NULL | NULL | NULL | NULL | NULL | NULL | NULL | NULL | NULL | CANOPY | NULL | NULL | NULL | NULL | STRCANONULLNULL | NULLNULLNULLNULL | NULLNULLNULLNULL | NULLNULLNULLNULL | NULLNULLNULLNULL |  | Duplicated | Duplicated | Duplicated | Duplicated | Canopy | Canopy
[6 empty] | STR | LAD | NULL | NULL | NULL | NULL | NULL | NULL | NULL | NULL | NULL | NULL | NULL | NULL | NULL | NULL | NULL | NULL | NULL | NULL | NULL | NULL | NULL | NULL | NULL | NULL | NULL | NULL | NULL | NULL | NULL | NULL | NULL | NULL | NULL | NULL | NULL | NULL | NULL | NULL | NULL | NULL | NULL | LADDER | NULL | NULL | NULL | NULL | STRLADNULLNULL | NULLNULLNULLNULL | NULLNULLNULLNULL | NULLNULLNULLNULL | NULLNULLNULLNULL | [5 empty] | Cat Ladder | Fixture
[6 empty] | FF | WLCUR | FRM | NULL | NULL | NULL | NULL | NULL | NULL | NULL | NULL | NULL | NULL | NULL | NULL | NULL | NULL | NULL | NULL | NULL | NULL | NULL | NULL | NULL | NULL | NULL | NULL | NULL | NULL | NULL | NULL | NULL | NULL | NULL | NULL | NULL | NULL | NULL | NULL | NULL | NULL | NULL | NULL | FRAME OF CURTAIN WALLING | NULL | NULL | NULL | NULL | FFWLCURFRMNULL | NULLNULLNULLNULL | NULLNULLNULLNULL | NULLNULLNULLNULL | NULLNULLNULLNULL |  | Duplicated | Duplicated | Duplicated | Duplicated | Cladding | Curtain Wall
[6 empty] | FF | DR | STRU | OTH | NULL | NULL | Access Panel | NULL | NULL | NULL | NULL | NULL | NULL | NULL | NULL | NULL | NULL | NULL | NULL | NULL | NULL | NULL | NULL | NULL | NULL | NULL | NULL | NULL | NULL | NULL | NULL | NULL | NULL | NULL | NULL | NULL | NULL | NULL | NULL | NULL | NULL | NULL | NULL | DOOR (SEE REMARKS) | NULL | NULL | NULL | NULL | FFDRSTRUOTH | NULLNULLNULLNULL | NULLNULLNULLNULL | NULLNULLNULLNULL | NULLNULLNULLNULL | Duplicated | Duplicated | Duplicated | Duplicated | Duplicated | Access Panel
[6 empty] | FF | DR | STRU | OTH | NULL | NULL | Double Equal Door | NULL | NULL | NULL | NULL | NULL | NULL | NULL | NULL | NULL | NULL | NULL | NULL | NULL | NULL | NULL | NULL | NULL | NULL | NULL | NULL | NULL | NULL | NULL | NULL | NULL | NULL | NULL | NULL | NULL | NULL | NULL | NULL | NULL | NULL | NULL | NULL | DOOR (SEE REMARKS) | NULL | NULL | NULL | NULL | FFDRSTRUOTH | NULLNULLNULLNULL | NULLNULLNULLNULL | NULLNULLNULLNULL | NULLNULLNULLNULL | Duplicated | Duplicated | Duplicated | Duplicated | Duplicated | Double Equal Door
[6 empty] | FF | DR | STRU | OTH | NULL | NULL | Double Uneqaul Door | NULL | NULL | NULL | NULL | NULL | NULL | NULL | NULL | NULL | NULL | NULL | NULL | NULL | NULL | NULL | NULL | NULL | NULL | NULL | NULL | NULL | NULL | NULL | NULL | NULL | NULL | NULL | NULL | NULL | NULL | NULL | NULL | NULL | NULL | NULL | NULL | DOOR (SEE REMARKS) | NULL | NULL | NULL | NULL | FFDRSTRUOTH | NULLNULLNULLNULL | NULLNULLNULLNULL | NULLNULLNULLNULL | NULLNULLNULLNULL | Duplicated | Duplicated | Duplicated | Duplicated | Duplicated | Double Uneqaul Door
[6 empty] | FF | DR | STRU | OTH | NULL | NULL | Emergency door | NULL | NULL | NULL | NULL | NULL | NULL | NULL | NULL | NULL | NULL | NULL | NULL | NULL | NULL | NULL | NULL | NULL | NULL | NULL | NULL | NULL | NULL | NULL | NULL | NULL | NULL | NULL | NULL | NULL | NULL | NULL | NULL | NULL | NULL | NULL | NULL | DOOR (SEE REMARKS) | NULL | NULL | NULL | NULL | FFDRSTRUOTH | NULLNULLNULLNULL | NULLNULLNULLNULL | NULLNULLNULLNULL | NULLNULLNULLNULL | Duplicated | Duplicated | Duplicated | Duplicated | Duplicated | Emergency door
[6 empty] | FF | DR | STRU | OTH | NULL | NULL | HR Door | NULL | NULL | NULL | NULL | NULL | NULL | NULL | NULL | NULL | NULL | NULL | NULL | NULL | NULL | NULL | NULL | NULL | NULL | NULL | NULL | NULL | NULL | NULL | NULL | NULL | NULL | NULL | NULL | NULL | NULL | NULL | NULL | NULL | NULL | NULL | NULL | DOOR (SEE REMARKS) | NULL | NULL | NULL | NULL | FFDRSTRUOTH | NULLNULLNULLNULL | NULLNULLNULLNULL | NULLNULLNULLNULL | NULLNULLNULLNULL | Duplicated | Duplicated | Duplicated | Duplicated | Duplicated | HR door
[6 empty] | FF | DR | STRU | OTH | NULL | NULL | Lift Door | NULL | NULL | NULL | NULL | NULL | NULL | NULL | NULL | NULL | NULL | NULL | NULL | NULL | NULL | NULL | NULL | NULL | NULL | NULL | NULL | NULL | NULL | NULL | NULL | NULL | NULL | NULL | NULL | NULL | NULL | NULL | NULL | NULL | NULL | NULL | NULL | DOOR (SEE REMARKS) | NULL | NULL | NULL | NULL | FFDRSTRUOTH | NULLNULLNULLNULL | NULLNULLNULLNULL | NULLNULLNULLNULL | NULLNULLNULLNULL | Duplicated | Duplicated | Duplicated | Duplicated | Duplicated | Lift Door
[6 empty] | FF | FFOT | NULL | NULL | NULL | NULL | NULL | NULL | NULL | NULL | NULL | NULL | NULL | NULL | NULL | NULL | NULL | NULL | NULL | NULL | NULL | NULL | NULL | NULL | NULL | NULL | NULL | NULL | NULL | NULL | NULL | NULL | NULL | NULL | NULL | NULL | NULL | NULL | NULL | NULL | NULL | NULL | NULL | OTHER FIXTURES & FITTING | NULL | NULL | NULL | NULL | FFFFOTNULLNULL | NULLNULLNULLNULL | NULLNULLNULLNULL | NULLNULLNULLNULL | NULLNULLNULLNULL | Duplicated | Duplicated | Duplicated | Duplicated | Duplicated | Corner Guard | Fixture
[6 empty] | FF | WIN | POIN | OTH | NULL | NULL | Louvre | NULL | NULL | NULL | NULL | NULL | NULL | NULL | NULL | NULL | NULL | NULL | NULL | NULL | NULL | NULL | NULL | NULL | NULL | NULL | NULL | NULL | NULL | NULL | NULL | NULL | NULL | NULL | NULL | NULL | NULL | NULL | NULL | NULL | NULL | NULL | NULL | POINTING OF WINDOW (SEE REMARK) | NULL | NULL | NULL | NULL | FFWINPOINOTH | NULLNULLNULLNULL | NULLNULLNULLNULL | NULLNULLNULLNULL | NULLNULLNULLNULL |  | Duplicated | Duplicated | Duplicated | Duplicated | Louvre
[6 empty] | FF | DR | STRU | OTH | NULL | NULL | Partition Door | NULL | NULL | NULL | NULL | NULL | NULL | NULL | NULL | NULL | NULL | NULL | NULL | NULL | NULL | NULL | NULL | NULL | NULL | NULL | NULL | NULL | NULL | NULL | NULL | NULL | NULL | NULL | NULL | NULL | NULL | NULL | NULL | NULL | NULL | NULL | NULL | DOOR (SEE REMARKS) | NULL | NULL | NULL | NULL | FFDRSTRUOTH | NULLNULLNULLNULL | NULLNULLNULLNULL | NULLNULLNULLNULL | NULLNULLNULLNULL | Duplicated | Duplicated | Duplicated | Duplicated | Duplicated | Partition Door
[6 empty] | FF | DR | STRU | OTH | NULL | NULL | Single Door | NULL | NULL | NULL | NULL | NULL | NULL | NULL | NULL | NULL | NULL | NULL | NULL | NULL | NULL | NULL | NULL | NULL | NULL | NULL | NULL | NULL | NULL | NULL | NULL | NULL | NULL | NULL | NULL | NULL | NULL | NULL | NULL | NULL | NULL | NULL | NULL | DOOR (SEE REMARKS) | NULL | NULL | NULL | NULL | FFDRSTRUOTH | NULLNULLNULLNULL | NULLNULLNULLNULL | NULLNULLNULLNULL | NULLNULLNULLNULL | Duplicated | Duplicated | Duplicated | Duplicated | Duplicated | Single Door
[6 empty] | FF | DR | STRU | OTH | NULL | NULL | Sliding Door | NULL | NULL | NULL | NULL | NULL | NULL | NULL | NULL | NULL | NULL | NULL | NULL | NULL | NULL | NULL | NULL | NULL | NULL | NULL | NULL | NULL | NULL | NULL | NULL | NULL | NULL | NULL | NULL | NULL | NULL | NULL | NULL | NULL | NULL | NULL | NULL | DOOR (SEE REMARKS) | NULL | NULL | NULL | NULL | FFDRSTRUOTH | NULLNULLNULLNULL | NULLNULLNULLNULL | NULLNULLNULLNULL | NULLNULLNULLNULL | Duplicated |  |  |  |  | Sliding Door
[6 empty] | FF | COUNT | STRU | NULL | NULL | NULL | NULL | NULL | NULL | NULL | NULL | NULL | NULL | NULL | NULL | NULL | NULL | NULL | NULL | NULL | NULL | NULL | NULL | NULL | NULL | NULL | NULL | NULL | NULL | NULL | NULL | NULL | NULL | NULL | NULL | NULL | NULL | NULL | NULL | NULL | NULL | NULL | NULL | STRUCTURE OF RECEPTION COUNTER | NULL | NULL | NULL | NULL | FFCOUNTSTRUNULL | NULLNULLNULLNULL | NULLNULLNULLNULL | NULLNULLNULLNULL | NULLNULLNULLNULL |  | Duplicated | Duplicated | Duplicated | Duplicated | Counter Top | Fixture
[6 empty] | FF | SIG | STRU | NULL | NULL | NULL | NULL | NULL | NULL | NULL | NULL | NULL | NULL | NULL | NULL | NULL | NULL | NULL | NULL | NULL | NULL | NULL | NULL | NULL | NULL | NULL | NULL | NULL | NULL | NULL | NULL | NULL | NULL | NULL | NULL | NULL | NULL | NULL | NULL | NULL | NULL | NULL | NULL | STRUCTURE OF SIGNAGE | NULL | NULL | NULL | NULL | FFSIGSTRUNULL | NULLNULLNULLNULL | NULLNULLNULLNULL | NULLNULLNULLNULL | NULLNULLNULLNULL | Duplicated |  |  |  |  | Directional Sign | Signage
[6 empty] | AC | AC14 | AC111 | NULL | NULL | NULL | NULL | NULL | NULL | NULL | NULL | NULL | NULL | NULL | NULL | NULL | NULL | NULL | NULL | NULL | NULL | NULL | NULL | NULL | NULL | NULL | NULL | NULL | NULL | NULL | NULL | NULL | NULL | NULL | NULL | NULL | NULL | NULL | NULL | NULL | NULL | NULL | NULL | Exhaust air grille | NULL | NULL | NULL | NULL | ACAC14AC111NULL | NULLNULLNULLNULL | NULLNULLNULLNULL | NULLNULLNULLNULL | NULLNULLNULLNULL | [5 empty] | Exhaust Air Grille
[6 empty] | FF | SIG | STRU | NULL | NULL | NULL | NULL | NULL | NULL | NULL | NULL | NULL | NULL | NULL | NULL | NULL | NULL | NULL | NULL | NULL | NULL | NULL | NULL | NULL | NULL | NULL | NULL | NULL | NULL | NULL | NULL | NULL | NULL | NULL | NULL | NULL | NULL | NULL | NULL | NULL | NULL | NULL | NULL | STRUCTURE OF SIGNAGE | NULL | NULL | NULL | NULL | FFSIGSTRUNULL | NULLNULLNULLNULL | NULLNULLNULLNULL | NULLNULLNULLNULL | NULLNULLNULLNULL | Duplicated |  |  |  |  | Exit sign | Signage
[6 empty] | FF | CLGS | NULL | NULL | NULL | NULL | NULL | NULL | NULL | NULL | NULL | NULL | NULL | NULL | NULL | NULL | NULL | NULL | NULL | NULL | NULL | NULL | NULL | NULL | NULL | NULL | NULL | NULL | NULL | NULL | NULL | NULL | NULL | NULL | NULL | NULL | NULL | NULL | NULL | NULL | NULL | NULL | NULL | SUSPENDED CEILING | NULL | NULL | NULL | NULL | FFCLGSNULLNULL | NULLNULLNULLNULL | NULLNULLNULLNULL | NULLNULLNULLNULL | NULLNULLNULLNULL |  | Duplicated | Duplicated | Duplicated | Duplicated | False Ceiling | Ceiling
[6 empty] | SANI | WB | T | NULL | NULL | NULL | NULL | NULL | NULL | NULL | NULL | NULL | NULL | NULL | NULL | NULL | NULL | NULL | NULL | NULL | NULL | NULL | NULL | NULL | NULL | NULL | NULL | NULL | NULL | NULL | NULL | NULL | NULL | NULL | NULL | NULL | NULL | NULL | NULL | NULL | NULL | NULL | NULL | TAP OF WASH HANDBASIN | NULL | NULL | NULL | NULL | SANIWBTNULL | NULLNULLNULLNULL | NULLNULLNULLNULL | NULLNULLNULLNULL | NULLNULLNULLNULL | [5 empty] | Faucet of Basin | Faucet
[6 empty] | SANI | SHO | T | NULL | NULL | NULL | NULL | NULL | NULL | NULL | NULL | NULL | NULL | NULL | NULL | NULL | NULL | NULL | NULL | NULL | NULL | NULL | NULL | NULL | NULL | NULL | NULL | NULL | NULL | NULL | NULL | NULL | NULL | NULL | NULL | NULL | NULL | NULL | NULL | NULL | NULL | NULL | NULL | SHOWER TAPS | NULL | NULL | NULL | NULL | SANISHOTNULL | NULLNULLNULLNULL | NULLNULLNULLNULL | NULLNULLNULLNULL | NULLNULLNULLNULL | Duplicated |  |  |  |  | Faucet of Shower | Faucet
[6 empty] | SANI | SIN | T | NULL | NULL | NULL | NULL | NULL | NULL | NULL | NULL | NULL | NULL | NULL | NULL | NULL | NULL | NULL | NULL | NULL | NULL | NULL | NULL | NULL | NULL | NULL | NULL | NULL | NULL | NULL | NULL | NULL | NULL | NULL | NULL | NULL | NULL | NULL | NULL | NULL | NULL | NULL | NULL | SINK TAPS | NULL | NULL | NULL | NULL | SANISINTNULL | NULLNULLNULLNULL | NULLNULLNULLNULL | NULLNULLNULLNULL | NULLNULLNULLNULL |  | Duplicated | Duplicated | Duplicated | Duplicated | Faucet of Sink | Faucet
[6 empty] | DRA | SOIL | NULL | NULL | NULL | NULL | NULL | NULL | NULL | NULL | NULL | NULL | NULL | NULL | NULL | NULL | NULL | NULL | NULL | NULL | NULL | NULL | NULL | NULL | NULL | NULL | NULL | NULL | NULL | NULL | NULL | NULL | NULL | NULL | NULL | NULL | NULL | NULL | NULL | NULL | NULL | NULL | NULL | SOIL & WASTE SYSTEM | NULL | NULL | NULL | NULL | DRASOILNULLNULL | NULLNULLNULLNULL | NULLNULLNULLNULL | NULLNULLNULLNULL | NULLNULLNULLNULL | [5 empty] | FD Cover
[6 empty] | EXT | BOUND | Fenc | NULL | NULL | NULL | NULL | NULL | NULL | NULL | NULL | NULL | NULL | NULL | NULL | NULL | NULL | NULL | NULL | NULL | NULL | NULL | NULL | NULL | NULL | NULL | NULL | NULL | NULL | NULL | NULL | NULL | NULL | NULL | NULL | NULL | NULL | NULL | NULL | NULL | NULL | NULL | NULL | BOUNDARY FENCE | NULL | NULL | NULL | NULL | EXTBOUNDFencNULL | NULLNULLNULLNULL | NULLNULLNULLNULL | NULLNULLNULLNULL | NULLNULLNULLNULL |  | Duplicated | Duplicated | Duplicated | Duplicated | Fence | Wall
[6 empty] | STR | FL | NULL | NULL | NULL | NULL | NULL | NULL | NULL | NULL | NULL | NULL | NULL | NULL | NULL | NULL | NULL | NULL | NULL | NULL | NULL | NULL | NULL | NULL | NULL | NULL | NULL | NULL | NULL | NULL | NULL | NULL | NULL | NULL | NULL | NULL | NULL | NULL | NULL | NULL | NULL | NULL | NULL | FLOOR | NULL | NULL | NULL | NULL | STRFLNULLNULL | NULLNULLNULLNULL | NULLNULLNULLNULL | NULLNULLNULLNULL | NULLNULLNULLNULL |  | Duplicated | Duplicated | Duplicated | Duplicated | Floor | Floor
[6 empty] | STR | FL | FIN | NULL | NULL | NULL | NULL | NULL | NULL | NULL | NULL | NULL | NULL | NULL | NULL | NULL | NULL | NULL | NULL | NULL | NULL | NULL | NULL | NULL | NULL | NULL | NULL | NULL | NULL | NULL | NULL | NULL | NULL | NULL | NULL | NULL | NULL | NULL | NULL | NULL | NULL | NULL | NULL | FLOOR FINISHING | NULL | NULL | NULL | NULL | STRFLFINNULL | NULLNULLNULLNULL | NULLNULLNULLNULL | NULLNULLNULLNULL | NULLNULLNULLNULL | Duplicated | Duplicated | Duplicated | Duplicated | Duplicated | Floor Finish | Finishes
[6 empty] | FF | FFOT | NULL | NULL | NULL | NULL | NULL | NULL | NULL | NULL | NULL | NULL | NULL | NULL | NULL | NULL | NULL | NULL | NULL | NULL | NULL | NULL | NULL | NULL | NULL | NULL | NULL | NULL | NULL | NULL | NULL | NULL | NULL | NULL | NULL | NULL | NULL | NULL | NULL | NULL | NULL | NULL | NULL | OTHER FIXTURES & FITTING | NULL | NULL | NULL | NULL | FFFFOTNULLNULL | NULLNULLNULLNULL | NULLNULLNULLNULL | NULLNULLNULLNULL | NULLNULLNULLNULL | Duplicated | Duplicated | Duplicated | Duplicated | Duplicated | Floor Mat | Fixture
[6 empty] | EXT | BOUND | G | G | NULL | NULL | NULL | NULL | NULL | NULL | NULL | NULL | NULL | NULL | NULL | NULL | NULL | NULL | NULL | NULL | NULL | NULL | NULL | NULL | NULL | NULL | NULL | NULL | NULL | NULL | NULL | NULL | NULL | NULL | NULL | NULL | NULL | NULL | NULL | NULL | NULL | NULL | NULL | BOUNDARY GATE | NULL | NULL | NULL | NULL | EXTBOUNDGG | NULLNULLNULLNULL | NULLNULLNULLNULL | NULLNULLNULLNULL | NULLNULLNULLNULL |  | Duplicated | Duplicated | Duplicated | Duplicated | Gate | Door
[6 empty] | FF | DR | NULL | NULL | NULL | NULL | NULL | [36 empty] | DOOR | [14 empty] | General Door | Door
[6 empty] | STR | WL | STRU | GLA | NULL | NULL | NULL | NULL | NULL | NULL | NULL | NULL | NULL | NULL | NULL | NULL | NULL | NULL | NULL | NULL | NULL | NULL | NULL | NULL | NULL | NULL | NULL | NULL | NULL | NULL | NULL | NULL | NULL | NULL | NULL | NULL | NULL | NULL | NULL | NULL | NULL | NULL | NULL | GLASS WALL | NULL | NULL | NULL | NULL | STRWLSTRUGLA | NULLNULLNULLNULL | NULLNULLNULLNULL | NULLNULLNULLNULL | NULLNULLNULLNULL |  | Duplicated | Duplicated | Duplicated | Duplicated | Glass Wall | Wall
[6 empty] | FF | FFOT | RAGR | NULL | NULL | NULL | NULL | NULL | NULL | NULL | NULL | NULL | NULL | NULL | NULL | NULL | NULL | NULL | NULL | NULL | NULL | NULL | NULL | NULL | NULL | NULL | NULL | NULL | NULL | NULL | NULL | NULL | NULL | NULL | NULL | NULL | NULL | NULL | NULL | NULL | NULL | NULL | NULL | GRAB RAIL | NULL | NULL | NULL | NULL | FFFFOTRAGRNULL | NULLNULLNULLNULL | NULLNULLNULLNULL | NULLNULLNULLNULL | NULLNULLNULLNULL |  | Duplicated | Duplicated | Duplicated | Duplicated | Grab Bar/ Grab Rail
[6 empty] | SPE | SPEOT | NULL | NULL | NULL | NULL | NULL | NULL | NULL | NULL | NULL | NULL | NULL | NULL | NULL | NULL | NULL | NULL | NULL | NULL | NULL | NULL | NULL | NULL | NULL | NULL | NULL | NULL | NULL | NULL | NULL | NULL | NULL | NULL | NULL | NULL | NULL | NULL | NULL | NULL | NULL | NULL | NULL | SPECIAL FACILITIES | NULL | NULL | NULL | NULL | SPESPEOTNULLNULL | NULLNULLNULLNULL | NULLNULLNULLNULL | NULLNULLNULLNULL | NULLNULLNULLNULL |  | Duplicated | Duplicated | Duplicated | Duplicated | Guard House
[6 empty] | LP | LPD01 | NULL | NULL | NULL | NULL | NULL | NULL | NULL | NULL | NULL | NULL | NULL | NULL | NULL | NULL | NULL | NULL | NULL | NULL | NULL | NULL | NULL | NULL | NULL | NULL | NULL | NULL | NULL | NULL | NULL | NULL | NULL | NULL | NULL | NULL | NULL | NULL | NULL | NULL | NULL | NULL | NULL | Heater | NULL | NULL | NULL | NULL | LPLPD01NULLNULL | NULLNULLNULLNULL | NULLNULLNULLNULL | NULLNULLNULLNULL | NULLNULLNULLNULL |  | Duplicated | Duplicated | Duplicated | Duplicated | Heater
[6 empty] | LF | LF0025 | NULL | NULL | NULL | NULL | NULL | NULL | NULL | NULL | NULL | NULL | NULL | NULL | NULL | NULL | NULL | NULL | NULL | NULL | NULL | NULL | NULL | NULL | NULL | NULL | NULL | NULL | NULL | NULL | NULL | NULL | NULL | NULL | NULL | NULL | NULL | NULL | NULL | NULL | NULL | NULL | NULL | Indoor Escalator | NULL | NULL | NULL | NULL | LFLF0025NULLNULL | NULLNULLNULLNULL | NULLNULLNULLNULL | NULLNULLNULLNULL | NULLNULLNULLNULL |  | Duplicated | Duplicated | Duplicated | Duplicated | Indoor Escalator | Escalator
[6 empty] | LF | NULL | NULL | NULL | NULL | NULL | NULL | NULL | NULL | NULL | NULL | NULL | NULL | NULL | NULL | NULL | NULL | NULL | NULL | NULL | NULL | NULL | NULL | NULL | NULL | NULL | NULL | NULL | NULL | NULL | NULL | NULL | NULL | NULL | NULL | NULL | NULL | NULL | NULL | NULL | NULL | NULL | NULL | LIFT & ESCALATOR | NULL | NULL | NULL | NULL | LFNULLNULLNULL | NULLNULLNULLNULL | NULLNULLNULLNULL | NULLNULLNULLNULL | NULLNULLNULLNULL |  | Duplicated | Duplicated | Duplicated | Duplicated | Lift | Lift
[6 empty] | EE | EE09 | NULL | NULL | NULL | NULL | NULL | NULL | NULL | NULL | NULL | NULL | NULL | NULL | NULL | NULL | NULL | NULL | NULL | NULL | NULL | NULL | NULL | NULL | NULL | NULL | NULL | NULL | NULL | NULL | NULL | NULL | NULL | NULL | NULL | NULL | NULL | NULL | NULL | NULL | NULL | NULL | NULL | Sub-switches | NULL | NULL | NULL | NULL | EEEE09NULLNULL | NULLNULLNULLNULL | NULLNULLNULLNULL | NULLNULLNULLNULL | NULLNULLNULLNULL |  | Duplicated | Duplicated | Duplicated | Duplicated | Lift Button | Lift
[6 empty] | BA | BA01 | BA0035 | NULL | NULL | NULL | NULL | NULL | NULL | NULL | NULL | NULL | NULL | NULL | NULL | NULL | NULL | NULL | NULL | NULL | NULL | NULL | NULL | NULL | NULL | NULL | NULL | NULL | NULL | NULL | NULL | NULL | NULL | NULL | NULL | NULL | NULL | NULL | NULL | NULL | NULL | NULL | NULL | Control and monitoring device | NULL | NULL | NULL | NULL | BABA01BA0035NULL | NULLNULLNULLNULL | NULLNULLNULLNULL | NULLNULLNULLNULL | NULLNULLNULLNULL |  | Duplicated | Duplicated | Duplicated | Duplicated | Lift Monitor | Lift
[6 empty] | FF | FFOT | NULL | NULL | NULL | NULL | NULL | NULL | NULL | NULL | NULL | NULL | NULL | NULL | NULL | NULL | NULL | NULL | NULL | NULL | NULL | NULL | NULL | NULL | NULL | NULL | NULL | NULL | NULL | NULL | NULL | NULL | NULL | NULL | NULL | NULL | NULL | NULL | NULL | NULL | NULL | NULL | NULL | OTHER FIXTURES & FITTING | NULL | NULL | NULL | NULL | FFFFOTNULLNULL | NULLNULLNULLNULL | NULLNULLNULLNULL | NULLNULLNULLNULL | NULLNULLNULLNULL | Duplicated | Duplicated | Duplicated | Duplicated | Duplicated | Locker | Fixture
[6 empty] | FF | WIN | NULL | NULL | NULL | NULL | NULL | NULL | NULL | NULL | NULL | NULL | NULL | NULL | NULL | NULL | NULL | NULL | NULL | NULL | NULL | NULL | NULL | NULL | NULL | NULL | NULL | NULL | NULL | NULL | NULL | NULL | NULL | NULL | NULL | NULL | NULL | NULL | NULL | NULL | NULL | NULL | NULL | WINDOW | NULL | NULL | NULL | NULL | FFWINNULLNULL | NULLNULLNULLNULL | NULLNULLNULLNULL | NULLNULLNULLNULL | NULLNULLNULLNULL |  | Duplicated | Duplicated | Duplicated | Duplicated | Louvre | Louvre
[6 empty] | FF | FFOT | MIR | NULL | NULL | NULL | NULL | NULL | NULL | NULL | NULL | NULL | NULL | NULL | NULL | NULL | NULL | NULL | NULL | NULL | NULL | NULL | NULL | NULL | NULL | NULL | NULL | NULL | NULL | NULL | NULL | NULL | NULL | NULL | NULL | NULL | NULL | NULL | NULL | NULL | NULL | NULL | NULL | MIRROR | NULL | NULL | NULL | NULL | FFFFOTMIRNULL | NULLNULLNULLNULL | NULLNULLNULLNULL | NULLNULLNULLNULL | NULLNULLNULLNULL |  | Duplicated | Duplicated | Duplicated | Duplicated | Mirror | Fixture
[6 empty] | LF | LF0030 | NULL | NULL | NULL | NULL | NULL | NULL | NULL | NULL | NULL | NULL | NULL | NULL | NULL | NULL | NULL | NULL | NULL | NULL | NULL | NULL | NULL | NULL | NULL | NULL | NULL | NULL | NULL | NULL | NULL | NULL | NULL | NULL | NULL | NULL | NULL | NULL | NULL | NULL | NULL | NULL | NULL | Outdoor Escalator | NULL | NULL | NULL | NULL | LFLF0030NULLNULL | NULLNULLNULLNULL | NULLNULLNULLNULL | NULLNULLNULLNULL | NULLNULLNULLNULL | [5 empty] | Outdoor Escalator | Escalator
[6 empty] | STR | FL | FIN | OTH | NULL | NULL | Tactile | NULL | NULL | NULL | NULL | NULL | NULL | NULL | NULL | NULL | NULL | NULL | NULL | NULL | NULL | NULL | NULL | NULL | NULL | NULL | NULL | NULL | NULL | NULL | NULL | NULL | NULL | NULL | NULL | NULL | NULL | NULL | NULL | NULL | NULL | NULL | NULL | OTHER FLOOR FINISH (SEE REMARKS) | NULL | NULL | NULL | NULL | STRFLFINOTH | NULLNULLNULLNULL | NULLNULLNULLNULL | NULLNULLNULLNULL | NULLNULLNULLNULL | [5 empty] | Tactile
[6 empty] | EXT | BOUND | DROP | NULL | NULL | NULL | NULL | NULL | NULL | NULL | NULL | NULL | NULL | NULL | NULL | NULL | NULL | NULL | NULL | NULL | NULL | NULL | NULL | NULL | NULL | NULL | NULL | NULL | NULL | NULL | NULL | NULL | NULL | NULL | NULL | NULL | NULL | NULL | NULL | NULL | NULL | NULL | NULL | DROP BAR | NULL | NULL | NULL | NULL | EXTBOUNDDROPNULL | NULLNULLNULLNULL | NULLNULLNULLNULL | NULLNULLNULLNULL | NULLNULLNULLNULL |  | Duplicated | Duplicated | Duplicated | Duplicated | Parking Drop Bar | Parking
[6 empty] | FF | SIG | NULL | NULL | NULL | NULL | NULL | NULL | NULL | NULL | NULL | NULL | NULL | NULL | NULL | NULL | NULL | NULL | NULL | NULL | NULL | NULL | NULL | NULL | NULL | NULL | NULL | NULL | NULL | NULL | NULL | NULL | NULL | NULL | NULL | NULL | NULL | NULL | NULL | NULL | NULL | NULL | NULL | SIGNAGE | NULL | NULL | NULL | NULL | FFSIGNULLNULL | NULLNULLNULLNULL | NULLNULLNULLNULL | NULLNULLNULLNULL | NULLNULLNULLNULL | Duplicated | Duplicated | Duplicated | Duplicated | Duplicated | Parking Sign | Parking
[6 empty] | FF | PARCU | NULL | NULL | NULL | NULL | NULL | NULL | NULL | NULL | NULL | NULL | NULL | NULL | NULL | NULL | NULL | NULL | NULL | NULL | NULL | NULL | NULL | NULL | NULL | NULL | NULL | NULL | NULL | NULL | NULL | NULL | NULL | NULL | NULL | NULL | NULL | NULL | NULL | NULL | NULL | NULL | NULL | CUBICLE PARTITION | NULL | NULL | NULL | NULL | FFPARCUNULLNULL | NULLNULLNULLNULL | NULLNULLNULLNULL | NULLNULLNULLNULL | NULLNULLNULLNULL |  | Duplicated | Duplicated | Duplicated | Duplicated | Partition | Partition
[6 empty] | SPE | SPORT | FINBC | NULL | NULL | NULL | NULL | NULL | NULL | NULL | NULL | NULL | NULL | NULL | NULL | NULL | NULL | NULL | NULL | NULL | NULL | NULL | NULL | NULL | NULL | NULL | NULL | NULL | NULL | NULL | NULL | NULL | NULL | NULL | NULL | NULL | NULL | NULL | NULL | NULL | NULL | NULL | NULL | FINISHING OF BALL COURT | NULL | NULL | NULL | NULL | SPESPORTFINBCNULL | NULLNULLNULLNULL | NULLNULLNULLNULL | NULLNULLNULLNULL | NULLNULLNULLNULL | [5 empty] | Playground Court | Ball Court
[6 empty] | SPE | SPORT | SEAT | NULL | NULL | NULL | NULL | NULL | NULL | NULL | NULL | NULL | NULL | NULL | NULL | NULL | NULL | NULL | NULL | NULL | NULL | NULL | NULL | NULL | NULL | NULL | NULL | NULL | NULL | NULL | NULL | NULL | NULL | NULL | NULL | NULL | NULL | NULL | NULL | NULL | NULL | NULL | NULL | SPECTATOR SEAT OF SPORT GROUND | NULL | NULL | NULL | NULL | SPESPORTSEATNULL | NULLNULLNULLNULL | NULLNULLNULLNULL | NULLNULLNULLNULL | NULLNULLNULLNULL |  | Duplicated | Duplicated | Duplicated | Duplicated | Playground Seat | Ball Court
[6 empty] | RAI | RAIN | SC | NULL | NULL | NULL | NULL | NULL | NULL | NULL | NULL | NULL | NULL | NULL | NULL | NULL | NULL | NULL | NULL | NULL | NULL | NULL | NULL | NULL | NULL | NULL | NULL | NULL | NULL | NULL | NULL | NULL | NULL | NULL | NULL | NULL | NULL | NULL | NULL | NULL | NULL | NULL | NULL | RAINWATER SURFACE CHANNEL | NULL | NULL | NULL | NULL | RAIRAINSCNULL | NULLNULLNULLNULL | NULLNULLNULLNULL | NULLNULLNULLNULL | NULLNULLNULLNULL | [5 empty] | Rainwater Surface Channel | Channel
[6 empty] | STR | RAMP | NULL | NULL | NULL | NULL | NULL | NULL | NULL | NULL | NULL | NULL | NULL | NULL | NULL | NULL | NULL | NULL | NULL | NULL | NULL | NULL | NULL | NULL | NULL | NULL | NULL | NULL | NULL | NULL | NULL | NULL | NULL | NULL | NULL | NULL | NULL | NULL | NULL | NULL | NULL | NULL | NULL | RAMP | NULL | NULL | NULL | NULL | STRRAMPNULLNULL | NULLNULLNULLNULL | NULLNULLNULLNULL | NULLNULLNULLNULL | NULLNULLNULLNULL |  | Duplicated | Duplicated | Duplicated | Duplicated | Ramp | Ramp
[6 empty] | AC | AC14 | AC109 | NULL | NULL | NULL | NULL | NULL | NULL | NULL | NULL | NULL | NULL | NULL | NULL | NULL | NULL | NULL | NULL | NULL | NULL | NULL | NULL | NULL | NULL | NULL | NULL | NULL | NULL | NULL | NULL | NULL | NULL | NULL | NULL | NULL | NULL | NULL | NULL | NULL | NULL | NULL | NULL | Return air grille | NULL | NULL | NULL | NULL | ACAC14AC109NULL | NULLNULLNULLNULL | NULLNULLNULLNULL | NULLNULLNULLNULL | NULLNULLNULLNULL |  | Duplicated | Duplicated | Duplicated | Duplicated | Return Air Grille
[6 empty] | EXT | RD | RDSIG | NULL | NULL | NULL | NULL | NULL | NULL | NULL | NULL | NULL | NULL | NULL | NULL | NULL | NULL | NULL | NULL | NULL | NULL | NULL | NULL | NULL | NULL | NULL | NULL | NULL | NULL | NULL | NULL | NULL | NULL | NULL | NULL | NULL | NULL | NULL | NULL | NULL | NULL | NULL | NULL | ROAD SIGNAGE | NULL | NULL | NULL | NULL | EXTRDRDSIGNULL | NULLNULLNULLNULL | NULLNULLNULLNULL | NULLNULLNULLNULL | NULLNULLNULLNULL |  | Duplicated | Duplicated | Duplicated | Duplicated | Road Mark | Signage
[6 empty] | FF | ROLL | NULL | NULL | NULL | NULL | NULL | NULL | NULL | NULL | NULL | NULL | NULL | NULL | NULL | NULL | NULL | NULL | NULL | NULL | NULL | NULL | NULL | NULL | NULL | NULL | NULL | NULL | NULL | NULL | NULL | NULL | NULL | NULL | NULL | NULL | NULL | NULL | NULL | NULL | NULL | NULL | NULL | ROLLER SHUTTER | NULL | NULL | NULL | NULL | FFROLLNULLNULL | NULLNULLNULLNULL | NULLNULLNULLNULL | NULLNULLNULLNULL | NULLNULLNULLNULL |  | Duplicated | Duplicated | Duplicated | Duplicated | Roller Shutter | Shutter
[6 empty] | STR | RF | NULL | NULL | NULL | NULL | NULL | NULL | NULL | NULL | NULL | NULL | NULL | NULL | NULL | NULL | NULL | NULL | NULL | NULL | NULL | NULL | NULL | NULL | NULL | NULL | NULL | NULL | NULL | NULL | NULL | NULL | NULL | NULL | NULL | NULL | NULL | NULL | NULL | NULL | NULL | NULL | NULL | ROOF | NULL | NULL | NULL | NULL | STRRFNULLNULL | NULLNULLNULLNULL | NULLNULLNULLNULL | NULLNULLNULLNULL | NULLNULLNULLNULL |  | Duplicated | Duplicated | Duplicated | Duplicated | Roof | Roof
[6 empty] | STR | RF | RAIL | NULL | NULL | NULL | NULL | NULL | NULL | NULL | NULL | NULL | NULL | NULL | NULL | NULL | NULL | NULL | NULL | NULL | NULL | NULL | NULL | NULL | NULL | NULL | NULL | NULL | NULL | NULL | NULL | NULL | NULL | NULL | NULL | NULL | NULL | NULL | NULL | NULL | NULL | NULL | NULL | ROOF RAILING | NULL | NULL | NULL | NULL | STRRFRAILNULL | NULLNULLNULLNULL | NULLNULLNULLNULL | NULLNULLNULLNULL | NULLNULLNULLNULL | [5 empty] | Roof Railing | Railing
[6 empty] | SANI | SHO | HD | NULL | NULL | NULL | NULL | NULL | NULL | NULL | NULL | NULL | NULL | NULL | NULL | NULL | NULL | NULL | NULL | NULL | NULL | NULL | NULL | NULL | NULL | NULL | NULL | NULL | NULL | NULL | NULL | NULL | NULL | NULL | NULL | NULL | NULL | NULL | NULL | NULL | NULL | NULL | NULL | SHOWER HEAD | NULL | NULL | NULL | NULL | SANISHOHDNULL | NULLNULLNULLNULL | NULLNULLNULLNULL | NULLNULLNULLNULL | NULLNULLNULLNULL | [5 empty] | Shower Head | Shower
[6 empty] | SANI | SHO | T | NULL | NULL | NULL | NULL | NULL | NULL | NULL | NULL | NULL | NULL | NULL | NULL | NULL | NULL | NULL | NULL | NULL | NULL | NULL | NULL | NULL | NULL | NULL | NULL | NULL | NULL | NULL | NULL | NULL | NULL | NULL | NULL | NULL | NULL | NULL | NULL | NULL | NULL | NULL | NULL | SHOWER TAPS | NULL | NULL | NULL | NULL | SANISHOTNULL | NULLNULLNULLNULL | NULLNULLNULLNULL | NULLNULLNULLNULL | NULLNULLNULLNULL | Duplicated | Duplicated | Duplicated | Duplicated | Duplicated | Shower Tap | Shower
[6 empty] | SANI | SHO | FIX | NULL | NULL | NULL | NULL | NULL | NULL | NULL | NULL | NULL | NULL | NULL | NULL | NULL | NULL | NULL | NULL | NULL | NULL | NULL | NULL | NULL | NULL | NULL | NULL | NULL | NULL | NULL | NULL | NULL | NULL | NULL | NULL | NULL | NULL | NULL | NULL | NULL | NULL | NULL | NULL | SHOWER TRAY | NULL | NULL | NULL | NULL | SANISHOFIXNULL | NULLNULLNULLNULL | NULLNULLNULLNULL | NULLNULLNULLNULL | NULLNULLNULLNULL |  | Duplicated | Duplicated | Duplicated | Duplicated | Shower Tray | Shower
[6 empty] | SANI | SANI | OTH | NULL | NULL | NULL | FD Cover | NULL | NULL | NULL | NULL | NULL | NULL | NULL | NULL | NULL | NULL | NULL | NULL | NULL | NULL | NULL | NULL | NULL | NULL | NULL | NULL | NULL | NULL | NULL | NULL | NULL | NULL | NULL | NULL | NULL | NULL | NULL | NULL | NULL | NULL | NULL | NULL | SANITARY FITTINGS (SEE REAMRKS) | NULL | NULL | NULL | NULL | SANISANIOTHNULL | NULLNULLNULLNULL | NULLNULLNULLNULL | NULLNULLNULLNULL | NULLNULLNULLNULL |  | Duplicated | Duplicated | Duplicated | Duplicated | FD Cover
[6 empty] | FF | SIG | STRU | NULL | NULL | NULL | NULL | NULL | NULL | NULL | NULL | NULL | NULL | NULL | NULL | NULL | NULL | NULL | NULL | NULL | NULL | NULL | NULL | NULL | NULL | NULL | NULL | NULL | NULL | NULL | NULL | NULL | NULL | NULL | NULL | NULL | NULL | NULL | NULL | NULL | NULL | NULL | NULL | STRUCTURE OF SIGNAGE | NULL | NULL | NULL | NULL | FFSIGSTRUNULL | NULLNULLNULLNULL | NULLNULLNULLNULL | NULLNULLNULLNULL | NULLNULLNULLNULL | Duplicated | Duplicated | Duplicated | Duplicated | Duplicated | Signage | Signage
[6 empty] | SANI | SIN | NULL | NULL | NULL | NULL | NULL | NULL | NULL | NULL | NULL | NULL | NULL | NULL | NULL | NULL | NULL | NULL | NULL | NULL | NULL | NULL | NULL | NULL | NULL | NULL | NULL | NULL | NULL | NULL | NULL | NULL | NULL | NULL | NULL | NULL | NULL | NULL | NULL | NULL | NULL | NULL | NULL | SINK | NULL | NULL | NULL | NULL | SANISINNULLNULL | NULLNULLNULLNULL | NULLNULLNULLNULL | NULLNULLNULLNULL | NULLNULLNULLNULL |  | Duplicated | Duplicated | Duplicated | Duplicated | Sink | Toilet Fixture
[6 empty] | BWBS | FS | NULL | NULL | NULL | NULL | NULL | NULL | NULL | NULL | NULL | NULL | NULL | NULL | NULL | NULL | NULL | NULL | NULL | NULL | NULL | NULL | NULL | NULL | NULL | NULL | NULL | NULL | NULL | NULL | NULL | NULL | NULL | NULL | NULL | NULL | NULL | NULL | NULL | NULL | NULL | NULL | NULL | BUILDER'S WORK FOR FIRE SERVICE | NULL | NULL | NULL | NULL | BWBSFSNULLNULL | NULLNULLNULLNULL | NULLNULLNULLNULL | NULLNULLNULLNULL | NULLNULLNULLNULL | Duplicated | Duplicated | Duplicated | Duplicated | Duplicated | Smoke Barrier | Smoke
[6 empty] | BWBS | FS | NULL | NULL | NULL | NULL | NULL | NULL | NULL | NULL | NULL | NULL | NULL | NULL | NULL | NULL | NULL | NULL | NULL | NULL | NULL | NULL | NULL | NULL | NULL | NULL | NULL | NULL | NULL | NULL | NULL | NULL | NULL | NULL | NULL | NULL | NULL | NULL | NULL | NULL | NULL | NULL | NULL | BUILDER'S WORK FOR FIRE SERVICE | NULL | NULL | NULL | NULL | BWBSFSNULLNULL | NULLNULLNULLNULL | NULLNULLNULLNULL | NULLNULLNULLNULL | NULLNULLNULLNULL | Duplicated | Duplicated | Duplicated | Duplicated | Duplicated | Smoke Curtain | Smoke
[6 empty] | SANI | SHO | FIX | OTH | NULL | NULL | Shower Curtain | NULL | NULL | NULL | NULL | NULL | NULL | NULL | NULL | NULL | NULL | NULL | NULL | NULL | NULL | NULL | NULL | NULL | NULL | NULL | NULL | NULL | NULL | NULL | NULL | NULL | NULL | NULL | NULL | NULL | NULL | NULL | NULL | NULL | NULL | NULL | NULL | SHOWER TRAY (SEE REMARKS) | NULL | NULL | NULL | NULL | SANISHOFIXOTH | NULLNULLNULLNULL | NULLNULLNULLNULL | NULLNULLNULLNULL | NULLNULLNULLNULL | Duplicated |  |  |  |  | Shower Curtain
[6 empty] | SANI | SHO | FIX | OTH | NULL | NULL | Shower Tube | NULL | NULL | NULL | NULL | NULL | NULL | NULL | NULL | NULL | NULL | NULL | NULL | NULL | NULL | NULL | NULL | NULL | NULL | NULL | NULL | NULL | NULL | NULL | NULL | NULL | NULL | NULL | NULL | NULL | NULL | NULL | NULL | NULL | NULL | NULL | NULL | SHOWER TRAY (SEE REMARKS) | NULL | NULL | NULL | NULL | SANISHOFIXOTH | NULLNULLNULLNULL | NULLNULLNULLNULL | NULLNULLNULLNULL | NULLNULLNULLNULL | Duplicated | Duplicated | Duplicated | Duplicated | Duplicated | Shower Tube
[6 empty] | EXT | RD | RDHU | NULL | NULL | NULL | NULL | NULL | NULL | NULL | NULL | NULL | NULL | NULL | NULL | NULL | NULL | NULL | NULL | NULL | NULL | NULL | NULL | NULL | NULL | NULL | NULL | NULL | NULL | NULL | NULL | NULL | NULL | NULL | NULL | NULL | NULL | NULL | NULL | NULL | NULL | NULL | NULL | ROAD HUMP | NULL | NULL | NULL | NULL | EXTRDRDHUNULL | NULLNULLNULLNULL | NULLNULLNULLNULL | NULLNULLNULLNULL | NULLNULLNULLNULL |  | Duplicated | Duplicated | Duplicated | Duplicated | Speed Bump | Parking
[6 empty] | SPE | SPORT | DSUR | CHAN | NULL | NULL | NULL | NULL | NULL | NULL | NULL | NULL | NULL | NULL | NULL | NULL | NULL | NULL | NULL | NULL | NULL | NULL | NULL | NULL | NULL | NULL | NULL | NULL | NULL | NULL | NULL | NULL | NULL | NULL | NULL | NULL | NULL | NULL | NULL | NULL | NULL | NULL | NULL | SURFACE CHANNEL OF SPORT GROUND | NULL | NULL | NULL | NULL | SPESPORTDSURCHAN | NULLNULLNULLNULL | NULLNULLNULLNULL | NULLNULLNULLNULL | NULLNULLNULLNULL |  | Duplicated | Duplicated | Duplicated | Duplicated | Sport Ground Surface Channel | Channel
[6 empty] | STR | STAIR | FIN | NULL | NULL | NULL | NULL | NULL | NULL | NULL | NULL | NULL | NULL | NULL | NULL | NULL | NULL | NULL | NULL | NULL | NULL | NULL | NULL | NULL | NULL | NULL | NULL | NULL | NULL | NULL | NULL | NULL | NULL | NULL | NULL | NULL | NULL | NULL | NULL | NULL | NULL | NULL | NULL | STAIR FINISHING | NULL | NULL | NULL | NULL | STRSTAIRFINNULL | NULLNULLNULLNULL | NULLNULLNULLNULL | NULLNULLNULLNULL | NULLNULLNULLNULL |  | Duplicated | Duplicated | Duplicated | Duplicated | Stairs Finish | Finishes
[6 empty] | STR | STAIR | HAN | NULL | NULL | NULL | NULL | NULL | NULL | NULL | NULL | NULL | NULL | NULL | NULL | NULL | NULL | NULL | NULL | NULL | NULL | NULL | NULL | NULL | NULL | NULL | NULL | NULL | NULL | NULL | NULL | NULL | NULL | NULL | NULL | NULL | NULL | NULL | NULL | NULL | NULL | NULL | NULL | HANDRAIL OF STAIRS | NULL | NULL | NULL | NULL | STRSTAIRHANNULL | NULLNULLNULLNULL | NULLNULLNULLNULL | NULLNULLNULLNULL | NULLNULLNULLNULL |  | Duplicated | Duplicated | Duplicated | Duplicated | Stairs Railing | Railing
[6 empty] | STR | NULL | NULL | NULL | NULL | NULL | NULL | NULL | NULL | NULL | NULL | NULL | NULL | NULL | NULL | NULL | NULL | NULL | NULL | NULL | NULL | NULL | NULL | NULL | NULL | NULL | NULL | NULL | NULL | NULL | NULL | NULL | NULL | NULL | NULL | NULL | NULL | NULL | NULL | NULL | NULL | NULL | NULL | BUILDING STRUTURE | NULL | NULL | NULL | NULL | STRNULLNULLNULL | NULLNULLNULLNULL | NULLNULLNULLNULL | NULLNULLNULLNULL | NULLNULLNULLNULL | [5 empty] | Structural Steel | Steel
[6 empty] | STR | BM | STRU | S | NULL | NULL | NULL | NULL | NULL | NULL | NULL | NULL | NULL | NULL | NULL | NULL | NULL | NULL | NULL | NULL | NULL | NULL | NULL | NULL | NULL | NULL | NULL | NULL | NULL | NULL | NULL | NULL | NULL | NULL | NULL | NULL | NULL | NULL | NULL | NULL | NULL | NULL | NULL | STEEL BEAM | NULL | NULL | NULL | NULL | STRBMSTRUS | NULLNULLNULLNULL | NULLNULLNULLNULL | NULLNULLNULLNULL | NULLNULLNULLNULL |  | Duplicated | Duplicated | Duplicated | Duplicated | Structural Steel of Beam | Steel
[6 empty] | STR | COL | STRU | S | NULL | NULL | NULL | NULL | NULL | NULL | NULL | NULL | NULL | NULL | NULL | NULL | NULL | NULL | NULL | NULL | NULL | NULL | NULL | NULL | NULL | NULL | NULL | NULL | NULL | NULL | NULL | NULL | NULL | NULL | NULL | NULL | NULL | NULL | NULL | NULL | NULL | NULL | NULL | STEEL COLUMN | NULL | NULL | NULL | NULL | STRCOLSTRUS | NULLNULLNULLNULL | NULLNULLNULLNULL | NULLNULLNULLNULL | NULLNULLNULLNULL | [5 empty] | Structural Steel of Column | Steel
[6 empty] | STR | FDN | STRU | S | NULL | NULL | NULL | NULL | NULL | NULL | NULL | NULL | NULL | NULL | NULL | NULL | NULL | NULL | NULL | NULL | NULL | NULL | NULL | NULL | NULL | NULL | NULL | NULL | NULL | NULL | NULL | NULL | NULL | NULL | NULL | NULL | NULL | NULL | NULL | NULL | NULL | NULL | NULL | FOUNDATION STEEL | NULL | NULL | NULL | NULL | STRFDNSTRUS | NULLNULLNULLNULL | NULLNULLNULLNULL | NULLNULLNULLNULL | NULLNULLNULLNULL |  | Duplicated | Duplicated | Duplicated | Duplicated | Structural Steel of Foundation | Steel
[6 empty] | STR | WL | STRU | S | NULL | NULL | NULL | NULL | NULL | NULL | NULL | NULL | NULL | NULL | NULL | NULL | NULL | NULL | NULL | NULL | NULL | NULL | NULL | NULL | NULL | NULL | NULL | NULL | NULL | NULL | NULL | NULL | NULL | NULL | NULL | NULL | NULL | NULL | NULL | NULL | NULL | NULL | NULL | STEEL WALL | NULL | NULL | NULL | NULL | STRWLSTRUS | NULLNULLNULLNULL | NULLNULLNULLNULL | NULLNULLNULLNULL | NULLNULLNULLNULL |  | Duplicated | Duplicated | Duplicated | Duplicated | Structural Steel of Wall | Steel
[6 empty] | FF | SIG | NULL | NULL | NULL | NULL | NULL | NULL | NULL | NULL | NULL | NULL | NULL | NULL | NULL | NULL | NULL | NULL | NULL | NULL | NULL | NULL | NULL | NULL | NULL | NULL | NULL | NULL | NULL | NULL | NULL | NULL | NULL | NULL | NULL | NULL | NULL | NULL | NULL | NULL | NULL | NULL | NULL | SIGNAGE | NULL | NULL | NULL | NULL | FFSIGNULLNULL | NULLNULLNULLNULL | NULLNULLNULLNULL | NULLNULLNULLNULL | NULLNULLNULLNULL | Duplicated | Duplicated | Duplicated | Duplicated | Duplicated | Symbol | Fixture
[6 empty] | STR | FL | FIN | NULL | NULL | NULL | NULL | NULL | NULL | NULL | NULL | NULL | NULL | NULL | NULL | NULL | NULL | NULL | NULL | NULL | NULL | NULL | NULL | NULL | NULL | NULL | NULL | NULL | NULL | NULL | NULL | NULL | NULL | NULL | NULL | NULL | NULL | NULL | NULL | NULL | NULL | NULL | NULL | FLOOR FINISHING | NULL | NULL | NULL | NULL | STRFLFINNULL | NULLNULLNULLNULL | NULLNULLNULLNULL | NULLNULLNULLNULL | NULLNULLNULLNULL | Duplicated |  |  |  |  | Tactile | Tactile
[6 empty] | SANI | U | NULL | NULL | NULL | NULL | NULL | [36 empty] | URINAL | [14 empty] | Urinal | Toilet Fixture
[6 empty] | STR | WL | STRU | NULL | NULL | NULL | NULL | NULL | NULL | NULL | NULL | NULL | NULL | NULL | NULL | NULL | NULL | NULL | NULL | NULL | NULL | NULL | NULL | NULL | NULL | NULL | NULL | NULL | NULL | NULL | NULL | NULL | NULL | NULL | NULL | NULL | NULL | NULL | NULL | NULL | NULL | NULL | NULL | STRUCTURE OF WALL | NULL | NULL | NULL | NULL | STRWLSTRUNULL | NULLNULLNULLNULL | NULLNULLNULLNULL | NULLNULLNULLNULL | NULLNULLNULLNULL |  | Duplicated | Duplicated | Duplicated | Duplicated | Wall | Wall
[6 empty] | SANI | DRINK | NULL | NULL | NULL | NULL | NULL | [36 empty] | DRINKING FOUNTAIN | [14 empty] | Water Fountain/ Hot and Cold Water Dispenser | Toilet Fixture
[6 empty] | FF | WIN | IRON | GEARW | NULL | NULL | NULL | NULL | NULL | NULL | NULL | NULL | NULL | NULL | NULL | NULL | NULL | NULL | NULL | NULL | NULL | NULL | NULL | NULL | NULL | NULL | NULL | NULL | NULL | NULL | NULL | NULL | NULL | NULL | NULL | NULL | NULL | NULL | NULL | NULL | NULL | NULL | NULL | WINDOW OPENNING GEAR | NULL | NULL | NULL | NULL | FFWINIRONGEARW | NULLNULLNULLNULL | NULLNULLNULLNULL | NULLNULLNULLNULL | NULLNULLNULLNULL |  | Duplicated | Duplicated | Duplicated | Duplicated | Wind Guard | Louvre
[6 empty] | FF | WIN | STRU | NULL | NULL | NULL | NULL | NULL | NULL | NULL | NULL | NULL | NULL | NULL | NULL | NULL | NULL | NULL | NULL | NULL | NULL | NULL | NULL | NULL | NULL | NULL | NULL | NULL | NULL | NULL | NULL | NULL | NULL | NULL | NULL | NULL | NULL | NULL | NULL | NULL | NULL | NULL | NULL | STRUCTURE OF WINDOW | NULL | NULL | NULL | NULL | FFWINSTRUNULL | NULLNULLNULLNULL | NULLNULLNULLNULL | NULLNULLNULLNULL | NULLNULLNULLNULL |  | Duplicated | Duplicated | Duplicated | Duplicated | Window | Window
[6 empty] | STR | WL | STRU | OTH | NULL | NULL | Climbing Wall | NULL | NULL | NULL | NULL | NULL | NULL | NULL | NULL | NULL | NULL | NULL | NULL | NULL | NULL | NULL | NULL | NULL | NULL | NULL | NULL | NULL | NULL | NULL | NULL | NULL | NULL | NULL | NULL | NULL | NULL | NULL | NULL | NULL | NULL | NULL | NULL | WALL (SEE REMARKS) | NULL | NULL | NULL | NULL | STRWLSTRUOTH | NULLNULLNULLNULL | NULLNULLNULLNULL | NULLNULLNULLNULL | NULLNULLNULLNULL | [5 empty] | Climbing Wall | Wall
[6 empty] | STR | WL | STRU | OTH | NULL | NULL | Feature Wall | [36 empty] | WALL (SEE REMARKS) | [14 empty] | Feature Wall | Wall
[6 empty] | STR | WL | STRU | OTH | NULL | NULL | Mesh Wall | [36 empty] | WALL (SEE REMARKS) | [14 empty] | Mesh Wall | Wall
[6 empty] | STR | WL | FINXP | NULL | NULL | NULL | NULL | [36 empty] | WALL FINISHING | [14 empty] | Wall Finish | Finishes
[6 empty] | STR | WL | FINXP | OTH | NULL | NULL | Wall Skirting | NULL | NULL | NULL | NULL | NULL | NULL | NULL | NULL | NULL | NULL | NULL | NULL | NULL | NULL | NULL | NULL | NULL | NULL | NULL | NULL | NULL | NULL | NULL | NULL | NULL | NULL | NULL | NULL | NULL | NULL | NULL | NULL | NULL | NULL | NULL | NULL | WALL FINISHING (SEE REMARKS) | [14 empty] | Wall Skirting | Finishes
[6 empty] | STR | WL | FINXP | OTH | NULL | NULL | Wall Trim | NULL | NULL | NULL | NULL | NULL | NULL | NULL | NULL | NULL | NULL | NULL | NULL | NULL | NULL | NULL | NULL | NULL | NULL | NULL | NULL | NULL | NULL | NULL | NULL | NULL | NULL | NULL | NULL | NULL | NULL | NULL | NULL | NULL | NULL | NULL | NULL | WALL FINISHING (SEE REMARKS) | [14 empty] | Wall Trim | Finishes
[6 empty] | SANI | WB | NULL | NULL | NULL | NULL | NULL | NULL | NULL | NULL | NULL | NULL | NULL | NULL | NULL | NULL | NULL | NULL | NULL | NULL | NULL | NULL | NULL | NULL | NULL | NULL | NULL | NULL | NULL | NULL | NULL | NULL | NULL | NULL | NULL | NULL | NULL | NULL | NULL | NULL | NULL | NULL | NULL | WASH HANDBASIN | [14 empty] | Basin | Toilet Fixture
[6 empty] | SANI | WC | NULL | NULL | NULL | NULL | NULL | [36 empty] | WATER CLOSET | [14 empty] | Water Closet | Toilet Fixture
[6 empty] | WAT | TANKW | NULL | NULL | NULL | NULL | NULL | [36 empty] | WATER TANK | [14 empty] | Water Tank | Fixture
[6 empty] | OF | OF06 | NULL | NULL | NULL | NULL | NULL | [36 empty] | Solar system | [14 empty] | PV Panel | Fixture
[6 empty] | FF | WIN | TRIM | BLIND | NULL | NULL | NULL | [36 empty] | VENETIAN BLINDS OF WINDOW | [14 empty] | Venetianl Blind | Fixture
[6 empty] | FF | FFOT | NULL | NULL | NULL | NULL | NULL | [36 empty] | OTHER FIXTURES & FITTING | [14 empty] | Board | Fixture
[6 empty] | FF | FFOT | RAGR | NULL | NULL | NULL | NULL | [36 empty] | GRAB RAIL | [14 empty] | Bumper Guard- Railing | Railing
[6 empty] | STR | WL | STRU | BLKWK | NULL | NULL | NULL | [36 empty] | BLOCK WALL | [14 empty] | Block Wall | Wall
[6 empty] | STR | WL | STRU | TIM | NULL | NULL | NULL | [36 empty] | TIMBER WALL | [14 empty] | Timber Wall | Wall
[6 empty] | AC | AC14 | AC107 | NULL | NULL | NULL | NULL | [36 empty] | Ceiling Diffusers | [14 empty] | Ceiling Diffusers | Ceiling
[6 empty] | FF | WLCUR | NULL | NULL | NULL | NULL | NULL | [36 empty] | CURTAIN WALLING | [14 empty] | Curtain Wall | Curtain Wall
[6 empty] | EXT | RD | LINMK | NULL | NULL | NULL | NULL | [36 empty] | LINE MARKING ON ROAD OR GROUND SURFACE | [14 empty] | Parking Line | Parking
[6 empty] | SPE | SPORT | FITBC | PTLIN |  |  | NULL | [36 empty] | LINE MARKING OF BALL COURT | [14 empty] | Ball Court Painting Line | Ball Court
[6 empty] | SPE | SPORT | FITBC | NULL |  |  | NULL | [36 empty] | FITTING OF BALL COURT | [14 empty] | Ball Court Fitting | Ball Court
[6 empty] | SPE | SPORT | FITBC | GP |  |  | NULL | [36 empty] | GOAL POST OF BALL COURT | [14 empty] | Football Goal Post | Ball Court
[6 empty] | SPE | SPORT | RUN | PTLIN |  |  | NULL | [36 empty] | LINE MARKING OF RUNNING TRACK | [14 empty] | Running Ground Painting Line | Ball Court
[6 empty] | PTINT | STR | C | NULL | NULL | NULL | NULL | [36 empty] | PAINTING TO INTERNAL COLUNM | [14 empty] | Column Finish- Paintng | Finishes
[6 empty] | SANI | WH | NULL | NULL | NULL | NULL | NULL | [36 empty] | WATERHEATER | [14 empty] | Water Heater | Toilet Fixture
[6 empty] | STR | COL | REND | NULL | NULL | NULL | NULL | [36 empty] | EXTERNAL RENDERING ON COLUMN | [14 empty] | Column Cladding | Cladding
[6 empty] | EXT | SDFT | LAW | NULL | NULL | NULL | NULL | [36 empty] | GRASS LAND | [14 empty] | Planter | Planter
[6 empty] | SPE | SPEOT | FG | NULL | NULL | NULL | NULL | [36 empty] | FLAG POLE | [14 empty] | Flag Pole | Fixture
[6 empty] | EXT | BOUND | BOL | NULL | NULL | NULL | NULL | [36 empty] | BOLLARD | [14 empty] | Bollard | Bollard
[6 empty] | EXT | COEXT | NULL | NULL | NULL | NULL | NULL | NULL | [35 empty] | EXTERNAL COVER | #VALUE! | [13 empty] | Façade
[6 empty] | FUR | CUP | STRU | NULL | NULL |  | NULL | [36 empty] | STRUCTURE OF CUPBOARD | [14 empty] | Cabinet | Fixture
[6 empty] | FF | WLCUR | FRM | NULL | NULL | null | NULL | NULL | [35 empty] | FRAME OF CURTAIN WALLING | [14 empty] | Curtain Wall Mullion | Curtain Wall
[6 empty] | FF | WINFR | NULL | NULL |  |  | NULL | [36 empty] | WINDOW FRAME | [14 empty] | Window frame | Window
[6 empty] | STR | FLUE | STRU | NULL | NULL | NULL | NULL | NULL | [35 empty] | FLUE STRUCTURE | [14 empty] | Chimney | Chimney
[6 empty] | FF | WIN | TRIM | BLIND |  |  | NULL | [36 empty] | #VALUE! | [14 empty] | Window Venetian
[6 empty] | FF | PARMV | IRON | SLID |  |  | NULL | [36 empty] | #VALUE! | [14 empty] | Track
[6 empty] | FUR | NULL | NULL | NULL | NULL | NULL | NULL | [36 empty] | #VALUE! | [14 empty] | Office Table | Fixture
[6 empty] | FUR | NULL | NULL | NULL | NULL | NULL | NULL | [36 empty] | #VALUE! | [14 empty] | Office Chair | Fixture
[6 empty] | FF | FFOT | NULL | NULL | NULL | NULL | NULL | [36 empty] | #VALUE! | [14 empty] | Buttom for accessible toilet | Toilet Fixture
[6 empty] | FF | FFOT | NULL | NULL | NULL | NULL | NULL | [36 empty] | #VALUE! | [14 empty] | Copier | Fixture
[6 empty] | FF | FFOT | NULL | NULL | NULL | NULL | NULL | [36 empty] | #VALUE! | [14 empty] | Fax | Fixture
[6 empty] | FF | FFOT | NULL | NULL | NULL | NULL | NULL | [36 empty] | #VALUE! | [14 empty] | Microwave | Fixture
[6 empty] | FF | FFOT | NULL | NULL | NULL | NULL | NULL | [36 empty] | #VALUE! | [14 empty] | Printer | Fixture
[6 empty] | FF | FFOT | NULL | NULL | NULL | NULL | NULL | [36 empty] | #VALUE! | [14 empty] | Refrigerator | Fixture
[6 empty] | FF | FFOT | NULL | NULL | NULL | NULL | NULL | [36 empty] | #VALUE! | [14 empty] | Water Dispenser | Fixture
[6 empty] | FF | FFOT | NULL | NULL | NULL | NULL | NULL | [36 empty] | #VALUE! | [14 empty] | Panel For Number Of Toilet Users | Toilet Fixture
FDN

## BS
PSB_Element1 | PSB_Sub-element1 | PSB_Component1 | PSB_Attribute1 | PSB_element_doc1 | PSB_manufacturer1 | PSB_Remarks1 | PSB_Element2 | PSB_Sub-element2 | PSB_Component2 | PSB_Attribute2 | PSB_element_doc2 | PSB_manufacturer2 | PSB_Remarks2 | PSB_Element3 | PSB_Sub-element3 | PSB_Component3 | PSB_Attribute3 | PSB_element_doc3 | PSB_manufacturer3 | PSB_Remarks3 | PSB_Element4 | PSB_Sub-element4 | PSB_Component4 | PSB_Attribute4 | PSB_element_doc4 | PSB_manufacturer4 | PSB_Remarks4 | PSB_Element5 | PSB_Sub-element5 | PSB_Component5 | PSB_Attribute5 | PSB_element_doc5 | PSB_manufacturer5 | PSB_Remarks5 | PSB_MWORRF_link | PSB_MWO_link | PSB_WO_link | SoR_no | PSB_Ins_Sch_Des | psb_CDELevel | PSB_feature | PSB_Ins_Interval | ArchSD Checking on Element 1 | ArchSD Checking on Element 2 | ArchSD Checking on Element 3 | ArchSD Checking on Element 4 | ArchSD Checking on Element 5 | BIM Element Code 1 (Location Code+Floor+Element+Element No) | BIM Element Code 2 (Location Code+Floor+Element+Element No) | BIM Element Code 3 (Location Code+Floor+Element+Element No) | BIM Element Code 4 (Location Code+Floor+Element+Element No)3 | BIM Element Code 5 (Location Code+Floor+Element+Element No)3 | Element ID for Element1 is repeated? | Element ID for Element2 is repeated? | Element ID for Element3 is repeated? | Element ID for Element4 is repeated? | Element ID for Element5 is repeated? | Comment by ArchSD
WAT | SUPC | PBA | NULL | NULL | NULL | NULL | [36 empty] | ACCESS FOR PIPE BOX OF FRESH WATER PIPE | [14 empty] | Access for Pipie Box
DRA | SOIL | PIV | VB | NULL | NULL | NULL | NULL | NULL | NULL | NULL | NULL | NULL | NULL | NULL | NULL | NULL | NULL | NULL | NULL | NULL | NULL | NULL | NULL | NULL | NULL | NULL | NULL | NULL | NULL | NULL | NULL | NULL | NULL | NULL | NULL | NULL | NULL | NULL | NULL | NULL | NULL | NULL | VENT PIPE BALLON GRATING | [14 empty] | Drainage Ball Valve
DRA | SOIL | FIT | BE | NULL | NULL | NULL | NULL | NULL | NULL | NULL | NULL | NULL | NULL | NULL | NULL | NULL | NULL | NULL | NULL | NULL | NULL | NULL | NULL | NULL | NULL | NULL | NULL | NULL | NULL | NULL | NULL | NULL | NULL | NULL | NULL | NULL | NULL | NULL | NULL | NULL | NULL | NULL | BEND OF SOIL & WASTE | NULL | NULL | NULL | NULL | #REF! | #REF! | #REF! | #REF! | #REF! | Duplicated | Duplicated | Duplicated | Duplicated | Duplicated | Bend of Soil and Waste
DRA | SOIL | TR | TRBOT | NULL | NULL | NULL | NULL | NULL | NULL | NULL | NULL | NULL | NULL | NULL | NULL | NULL | NULL | NULL | NULL | NULL | NULL | NULL | NULL | NULL | NULL | NULL | NULL | NULL | NULL | NULL | NULL | NULL | NULL | NULL | NULL | NULL | NULL | NULL | NULL | NULL | NULL | NULL | BOTTLE TRAP | NULL | NULL | NULL | NULL | #REF! | #REF! | #REF! | #REF! | #REF! | Duplicated | Duplicated | Duplicated | Duplicated | Duplicated | Bottle Trap
WAT | SUPC | V | VBU | NULL | NULL | NULL | NULL | NULL | NULL | NULL | NULL | NULL | NULL | NULL | NULL | NULL | NULL | NULL | NULL | NULL | NULL | NULL | NULL | NULL | NULL | NULL | NULL | NULL | NULL | NULL | NULL | NULL | NULL | NULL | NULL | NULL | NULL | NULL | NULL | NULL | NULL | NULL | BUTTERFLY VALVE OF FRESH WATER PIPE | NULL | NULL | NULL | NULL | #REF! | #REF! | #REF! | #REF! | #REF! | Duplicated |  |  |  |  | Butterfly Valve of fresh water
WAT | SUPH | V | VBU | NULL | NULL | NULL | NULL | NULL | NULL | NULL | NULL | NULL | NULL | NULL | NULL | NULL | NULL | NULL | NULL | NULL | NULL | NULL | NULL | NULL | NULL | NULL | NULL | NULL | NULL | NULL | NULL | NULL | NULL | NULL | NULL | NULL | NULL | NULL | NULL | NULL | NULL | NULL | BUTTERFLY VALVE OF HOT WATER | NULL | NULL | NULL | NULL | #REF! | #REF! | #REF! | #REF! | #REF! | Duplicated |  |  |  |  | Butterfly Valve of hot water
WAT | SUPC | V | OTH | NULL | NULL | Check Valve | NULL | NULL | NULL | NULL | NULL | NULL | NULL | NULL | NULL | NULL | NULL | NULL | NULL | NULL | NULL | NULL | NULL | NULL | NULL | NULL | NULL | NULL | NULL | NULL | NULL | NULL | NULL | NULL | NULL | NULL | NULL | NULL | NULL | NULL | NULL | NULL | VALVE OF FRESH WATER PIPE (SEE REMARKS) | NULL | NULL | NULL | NULL | #REF! | #REF! | #REF! | #REF! | #REF! | Duplicated |  |  |  |  | CWP Check Valve
WAT | SUPC | V | NULL | NULL | NULL | NULL | NULL | NULL | NULL | NULL | NULL | NULL | NULL | NULL | NULL | NULL | NULL | NULL | NULL | NULL | NULL | NULL | NULL | NULL | NULL | NULL | NULL | NULL | NULL | NULL | NULL | NULL | NULL | NULL | NULL | NULL | NULL | NULL | NULL | NULL | NULL | NULL | VALVE OF FRESH WATER PIPE | NULL | NULL | NULL | NULL | #REF! | #REF! | #REF! | #REF! | #REF! | Duplicated |  |  |  |  | CWP Check Valve / NRV
WAT | SUPC | NULL | NULL | NULL | NULL | NULL | [36 empty] | FRESH WATER SUPPLY | [14 empty] | CWP Check Valve / NRV
DRA | DUG | PI | NULL | NULL | NULL | NULL | NULL | NULL | NULL | NULL | NULL | NULL | NULL | NULL | NULL | NULL | NULL | NULL | NULL | NULL | NULL | NULL | NULL | NULL | NULL | NULL | NULL | NULL | NULL | NULL | NULL | NULL | NULL | NULL | NULL | NULL | NULL | NULL | NULL | NULL | NULL | NULL | UNDERGROUND DRANAGE PIPE | NULL | NULL | NULL | NULL | #REF! | #REF! | #REF! | #REF! | #REF! | Duplicated | Duplicated | Duplicated | Duplicated | Duplicated | Drain Pipe at U/G
DRA | SOIL | PIV | VDUR | NULL | NULL | NULL | NULL | NULL | NULL | NULL | NULL | NULL | NULL | NULL | NULL | NULL | NULL | NULL | NULL | NULL | NULL | NULL | NULL | NULL | NULL | NULL | NULL | NULL | NULL | NULL | NULL | NULL | NULL | NULL | NULL | NULL | NULL | NULL | NULL | NULL | NULL | NULL | DURGO VALVE OF VENT PIPE | NULL | NULL | NULL | NULL | #REF! | #REF! | #REF! | #REF! | #REF! | Duplicated | Duplicated | Duplicated | Duplicated | Duplicated | Durgo Valve
WAT | FLUS | FIT | ELB | NULL | NULL | NULL | NULL | NULL | NULL | NULL | NULL | NULL | NULL | NULL | NULL | NULL | NULL | NULL | NULL | NULL | NULL | NULL | NULL | NULL | NULL | NULL | NULL | NULL | NULL | NULL | NULL | NULL | NULL | NULL | NULL | NULL | NULL | NULL | NULL | NULL | NULL | NULL | ELBOW OF FLUSHING WATER PIPE | NULL | NULL | NULL | NULL | #REF! | #REF! | #REF! | #REF! | #REF! | Duplicated | Duplicated | Duplicated | Duplicated | Duplicated | Elbow of Flushing Water Pipe
WAT | SUPC | FIT | ELB | NULL | NULL | NULL | NULL | NULL | NULL | NULL | NULL | NULL | NULL | NULL | NULL | NULL | NULL | NULL | NULL | NULL | NULL | NULL | NULL | NULL | NULL | NULL | NULL | NULL | NULL | NULL | NULL | NULL | NULL | NULL | NULL | NULL | NULL | NULL | NULL | NULL | NULL | NULL | ELBOW OF FRESH WATER PIPE | NULL | NULL | NULL | NULL | #REF! | #REF! | #REF! | #REF! | #REF! | Duplicated | Duplicated | Duplicated | Duplicated | Duplicated | Elbow of Fresh Water Pipe
WAT | SUPH | FIT | ELB | NULL | NULL | NULL | NULL | NULL | NULL | NULL | NULL | NULL | NULL | NULL | NULL | NULL | NULL | NULL | NULL | NULL | NULL | NULL | NULL | NULL | NULL | NULL | NULL | NULL | NULL | NULL | NULL | NULL | NULL | NULL | NULL | NULL | NULL | NULL | NULL | NULL | NULL | NULL | ELBOW OF HOT WATER PIPE | NULL | NULL | NULL | NULL | #REF! | #REF! | #REF! | #REF! | #REF! | Duplicated | Duplicated | Duplicated | Duplicated | Duplicated | Elbow of Hot Water Pipe
WAT | SUPC | JTEXP | NULL | NULL | NULL | NULL | [36 empty] | EXPANSION JOINTS OF FRESH WATER PIPE | [14 empty] | Expansion Joint of Fresh Water Pipe
DRA | SOIL | FIT | NULL | NULL | NULL | NULL | NULL | NULL | NULL | NULL | NULL | NULL | NULL | NULL | NULL | NULL | NULL | NULL | NULL | NULL | NULL | NULL | NULL | NULL | NULL | NULL | NULL | NULL | NULL | NULL | NULL | NULL | NULL | NULL | NULL | NULL | NULL | NULL | NULL | NULL | NULL | NULL | FITTING OF SOIL & WASTE | NULL | NULL | NULL | NULL | #REF! | #REF! | #REF! | #REF! | #REF! | Duplicated |  |  |  |  | Fitting of Soil and Waste
WAT | FLUS | JTMV | FXCON | NULL | NULL | Flexible Connector | NULL | NULL | NULL | NULL | NULL | NULL | NULL | NULL | NULL | NULL | NULL | NULL | NULL | NULL | NULL | NULL | NULL | NULL | NULL | NULL | NULL | NULL | NULL | NULL | NULL | NULL | NULL | NULL | NULL | NULL | NULL | NULL | NULL | NULL | NULL | NULL | FLEXIBLE CONNECTOR OF FLUSHING WATER PIPE | NULL | NULL | NULL | NULL | #REF! | #REF! | #REF! | #REF! | #REF! | Duplicated |  |  |  |  | Flexible Connector of Flushing Water
WAT | FLUS | JTMV | FXCON | NULL | NULL | NULL | NULL | NULL | NULL | NULL | NULL | NULL | NULL | NULL | NULL | NULL | NULL | NULL | NULL | NULL | NULL | NULL | NULL | NULL | NULL | NULL | NULL | NULL | NULL | NULL | NULL | NULL | NULL | NULL | NULL | NULL | NULL | NULL | NULL | NULL | NULL | NULL | FLEXIBLE CONNECTOR OF FLUSHING WATER PIPE | NULL | NULL | NULL | NULL | #REF! | #REF! | #REF! | #REF! | #REF! | Duplicated |  |  |  |  | Flexible Connector of Flushing Water
WAT | SUPC | V | VFB | NULL | NULL | NULL | NULL | NULL | NULL | NULL | NULL | NULL | NULL | NULL | NULL | NULL | NULL | NULL | NULL | NULL | NULL | NULL | NULL | NULL | NULL | NULL | NULL | NULL | NULL | NULL | NULL | NULL | NULL | NULL | NULL | NULL | NULL | NULL | NULL | NULL | NULL | NULL | FLOAT BALL VALVE OF FRESH WATER PIPE | [14 empty] | Float ball Valve of fresh water
WAT | SUPH | V | VFB | NULL | NULL | NULL | [36 empty] | FLOAT BALL VALVE OF HOT WATER | [14 empty] | Float ball Valve of hot water
SANI | U | PIFLU | NULL | NULL | NULL | NULL | NULL | NULL | NULL | NULL | NULL | NULL | NULL | NULL | NULL | NULL | NULL | NULL | NULL | NULL | NULL | NULL | NULL | NULL | NULL | NULL | NULL | NULL | NULL | NULL | NULL | NULL | NULL | NULL | NULL | NULL | NULL | NULL | NULL | NULL | NULL | NULL | FLUSHING PIPE OF URINAL | NULL | NULL | NULL | NULL | #REF! | #REF! | #REF! | #REF! | #REF! | Duplicated | Duplicated | Duplicated | Duplicated | Duplicated | Flush Pipe of Urinal
SANI | WC | PIFLU | NULL | NULL | NULL | NULL | NULL | NULL | NULL | NULL | NULL | NULL | NULL | NULL | NULL | NULL | NULL | NULL | NULL | NULL | NULL | NULL | NULL | NULL | NULL | NULL | NULL | NULL | NULL | NULL | NULL | NULL | NULL | NULL | NULL | NULL | NULL | NULL | NULL | NULL | NULL | NULL | FLUSHING PIPE OF WATER CLOSET | NULL | NULL | NULL | NULL | #REF! | #REF! | #REF! | #REF! | #REF! | Duplicated |  |  |  |  | Flush Pipe of Water Closet
WAT | FLUS | PI | NULL | NULL | NULL | NULL | NULL | NULL | NULL | NULL | NULL | NULL | NULL | NULL | NULL | NULL | NULL | NULL | NULL | NULL | NULL | NULL | NULL | NULL | NULL | NULL | NULL | NULL | NULL | NULL | NULL | NULL | NULL | NULL | NULL | NULL | NULL | NULL | NULL | NULL | NULL | NULL | FLUSHING WATER PIPE | NULL | NULL | NULL | NULL | #REF! | #REF! | #REF! | #REF! | #REF! | Duplicated |  |  |  |  | Flushing Water Pipe
WAT | SUPC | PI | NULL | NULL | NULL | NULL | NULL | NULL | NULL | NULL | NULL | NULL | NULL | NULL | NULL | NULL | NULL | NULL | NULL | NULL | NULL | NULL | NULL | NULL | NULL | NULL | NULL | NULL | NULL | NULL | NULL | NULL | NULL | NULL | NULL | NULL | NULL | NULL | NULL | NULL | NULL | NULL | FRESH WATER PIPE | NULL | NULL | NULL | NULL | #REF! | #REF! | #REF! | #REF! | #REF! | Duplicated |  |  |  |  | Fresh Water Pipe
WAT | FLUS | V | OTH | NULL | NULL | Gate Valve | NULL | NULL | NULL | NULL | NULL | NULL | NULL | NULL | NULL | NULL | NULL | NULL | NULL | NULL | NULL | NULL | NULL | NULL | NULL | NULL | NULL | NULL | NULL | NULL | NULL | NULL | NULL | NULL | NULL | NULL | NULL | NULL | NULL | NULL | NULL | NULL | VALVE OF FLUSHING WATER PIPE (SEE REMARKS) | NULL | NULL | NULL | NULL | #REF! | #REF! | #REF! | #REF! | #REF! | Duplicated |  |  |  |  | Gate Valve of Flush Water
WAT | FLUS | V | NULL | NULL | NULL | NULL | [36 empty] | VALVE OF FLUSHING WATER PIPE | [14 empty] | Gate Valve of Flush Water
WAT | SUPC | V | VGA | NULL | NULL | NULL | NULL | NULL | NULL | NULL | NULL | NULL | NULL | NULL | NULL | NULL | NULL | NULL | NULL | NULL | NULL | NULL | NULL | NULL | NULL | NULL | NULL | NULL | NULL | NULL | NULL | NULL | NULL | NULL | NULL | NULL | NULL | NULL | NULL | NULL | NULL | NULL | GATE VALVE OF FRESH WATER PIPE | NULL | NULL | NULL | NULL | #REF! | #REF! | #REF! | #REF! | #REF! | Duplicated | Duplicated | Duplicated | Duplicated | Duplicated | Gate Valve of fresh water
WAT | SUPH | V | VGA | NULL | NULL | NULL | [36 empty] | GATE VALVE OF HOT WATER | [14 empty] | Gate Valve of hot water
WAT | SUPC | V | VGL | NULL | NULL | NULL | NULL | NULL | NULL | NULL | NULL | NULL | NULL | NULL | NULL | NULL | NULL | NULL | NULL | NULL | NULL | NULL | NULL | NULL | NULL | NULL | NULL | NULL | NULL | NULL | NULL | NULL | NULL | NULL | NULL | NULL | NULL | NULL | NULL | NULL | NULL | NULL | GLOBE VALVE OF FRESH WATER PIPE | NULL | NULL | NULL | NULL | #REF! | #REF! | #REF! | #REF! | #REF! | Duplicated | Duplicated | Duplicated | Duplicated | Duplicated | Globe Valve of fresh water
WAT | SUPH | V | VGL | NULL | NULL | NULL | NULL | NULL | NULL | NULL | NULL | NULL | NULL | NULL | NULL | NULL | NULL | NULL | NULL | NULL | NULL | NULL | NULL | NULL | NULL | NULL | NULL | NULL | NULL | NULL | NULL | NULL | NULL | NULL | NULL | NULL | NULL | NULL | NULL | NULL | NULL | NULL | GLOBE VALVE OF HOT WATER | NULL | NULL | NULL | NULL | #REF! | #REF! | #REF! | #REF! | #REF! | Duplicated | Duplicated | Duplicated | Duplicated | Duplicated | Globe Valve of hot water
DRA | DUG | TRGUL | NULL | NULL | NULL | NULL | NULL | NULL | NULL | NULL | NULL | NULL | NULL | NULL | NULL | NULL | NULL | NULL | NULL | NULL | NULL | NULL | NULL | NULL | NULL | NULL | NULL | NULL | NULL | NULL | NULL | NULL | NULL | NULL | NULL | NULL | NULL | NULL | NULL | NULL | NULL | NULL | GULLY TRAP OF UNDERGROUND DRAINAGE | NULL | NULL | NULL | NULL | #REF! | #REF! | #REF! | #REF! | #REF! | Duplicated |  |  |  |  | Gully Trap
WAT | SUPH | PI | NULL | NULL | NULL | NULL | NULL | NULL | NULL | NULL | NULL | NULL | NULL | NULL | NULL | NULL | NULL | NULL | NULL | NULL | NULL | NULL | NULL | NULL | NULL | NULL | NULL | NULL | NULL | NULL | NULL | NULL | NULL | NULL | NULL | NULL | NULL | NULL | NULL | NULL | NULL | NULL | HOT WATER PIPE | NULL | NULL | NULL | NULL | #REF! | #REF! | #REF! | #REF! | #REF! | Duplicated | Duplicated | Duplicated | Duplicated | Duplicated | Hot Water Pipe
FSH | FS05 | FS0175 | NULL | NULL | NULL | NULL | NULL | NULL | NULL | NULL | NULL | NULL | NULL | NULL | NULL | NULL | NULL | NULL | NULL | NULL | NULL | NULL | NULL | NULL | NULL | NULL | NULL | NULL | NULL | NULL | NULL | NULL | NULL | NULL | NULL | NULL | NULL | NULL | NULL | NULL | NULL | NULL | Hydrant Single / Twin Outlet | NULL | NULL | NULL | NULL | #REF! | #REF! | #REF! | #REF! | #REF! | Duplicated | Duplicated | Duplicated | Duplicated | Duplicated | Hydrant Single / Twin Outlet
DRA | DUG | MH | NULL | NULL | NULL | NULL | NULL | NULL | NULL | NULL | NULL | NULL | NULL | NULL | NULL | NULL | NULL | NULL | NULL | NULL | NULL | NULL | NULL | NULL | NULL | NULL | NULL | NULL | NULL | NULL | NULL | NULL | NULL | NULL | NULL | NULL | NULL | NULL | NULL | NULL | NULL | NULL | MANHOLE | NULL | NULL | NULL | NULL | #REF! | #REF! | #REF! | #REF! | #REF! | Duplicated | Duplicated | Duplicated | Duplicated | Duplicated | Manhole
DRA | SOIL | OUT | NULL | NULL | NULL | NULL | NULL | NULL | NULL | NULL | NULL | NULL | NULL | NULL | NULL | NULL | NULL | NULL | NULL | NULL | NULL | NULL | NULL | NULL | NULL | NULL | NULL | NULL | NULL | NULL | NULL | NULL | NULL | NULL | NULL | NULL | NULL | NULL | NULL | NULL | NULL | NULL | OUTLET OF SOIL & WASTE PIPE | NULL | NULL | NULL | NULL | #REF! | #REF! | #REF! | #REF! | #REF! | Duplicated | Duplicated | Duplicated | Duplicated | Duplicated | Outlet of Soil and Waste
SANI | SANI | GAUG | NULL | NULL | NULL | NULL | NULL | NULL | NULL | NULL | NULL | NULL | NULL | NULL | NULL | NULL | NULL | NULL | NULL | NULL | NULL | NULL | NULL | NULL | NULL | NULL | NULL | NULL | NULL | NULL | NULL | NULL | NULL | NULL | NULL | NULL | NULL | NULL | NULL | NULL | NULL | NULL | PRESSURE GAUGE | NULL | NULL | NULL | NULL | #REF! | #REF! | #REF! | #REF! | #REF! | Duplicated | Duplicated | Duplicated | Duplicated | Duplicated | Pressure Gauge
DRA | SOIL | TR | TRP | NULL | NULL | NULL | NULL | NULL | NULL | NULL | NULL | NULL | NULL | NULL | NULL | NULL | NULL | NULL | NULL | NULL | NULL | NULL | NULL | NULL | NULL | NULL | NULL | NULL | NULL | NULL | NULL | NULL | NULL | NULL | NULL | NULL | NULL | NULL | NULL | NULL | NULL | NULL | P-TRAP | NULL | NULL | NULL | NULL | #REF! | #REF! | #REF! | #REF! | #REF! | Duplicated | Duplicated | Duplicated | Duplicated | Duplicated | P-Trap
RAI | RAIN | PIDN | NULL | NULL | NULL | NULL | NULL | NULL | NULL | NULL | NULL | NULL | NULL | NULL | NULL | NULL | NULL | NULL | NULL | NULL | NULL | NULL | NULL | NULL | NULL | NULL | NULL | NULL | NULL | NULL | NULL | NULL | NULL | NULL | NULL | NULL | NULL | NULL | NULL | NULL | NULL | NULL | RAINWATER DOWNPIPE | NULL | NULL | NULL | NULL | #REF! | #REF! | #REF! | #REF! | #REF! | Duplicated | Duplicated | Duplicated | Duplicated | Duplicated | Rain Water Down pipe
WAT | FLUS | FIT | RED | NULL | NULL | NULL | [36 empty] | REDUCER OF FLUSHING WATER PIPE | [14 empty] | Reducer of Flushing Water Pipe
WAT | SUPC | FIT | RED | NULL | NULL | NULL | NULL | NULL | NULL | NULL | NULL | NULL | NULL | NULL | NULL | NULL | NULL | NULL | NULL | NULL | NULL | NULL | NULL | NULL | NULL | NULL | NULL | NULL | NULL | NULL | NULL | NULL | NULL | NULL | NULL | NULL | NULL | NULL | NULL | NULL | NULL | NULL | REDUCER OF FRESH WATER PIPE | NULL | NULL | NULL | NULL | #REF! | #REF! | #REF! | #REF! | #REF! | Duplicated | Duplicated | Duplicated | Duplicated | Duplicated | Reducer of Fresh Water Pipe
AC | AC12 | AC031 | NULL | NULL | NULL | NULL | NULL | NULL | NULL | NULL | NULL | NULL | NULL | NULL | NULL | NULL | NULL | NULL | NULL | NULL | NULL | NULL | NULL | NULL | NULL | NULL | NULL | NULL | NULL | NULL | NULL | NULL | NULL | NULL | NULL | NULL | NULL | NULL | NULL | NULL | NULL | NULL | Refrigerant Solenoid Valves | NULL | NULL | NULL | NULL | #REF! | #REF! | #REF! | #REF! | #REF! | Duplicated |  |  |  |  | Refrigerant Solenoid Valves
SANI | DRINK | UN | OTH | NULL | NULL | Sterilizer | NULL | NULL | NULL | NULL | NULL | NULL | NULL | NULL | NULL | NULL | NULL | NULL | NULL | NULL | NULL | NULL | NULL | NULL | NULL | NULL | NULL | NULL | NULL | NULL | NULL | NULL | NULL | NULL | NULL | NULL | NULL | NULL | NULL | NULL | NULL | NULL | DRINKING FOUNTAIN UNIT (SEE REAMRKS) | NULL | NULL | NULL | NULL | #REF! | #REF! | #REF! | #REF! | #REF! | Duplicated |  |  |  |  | UV Sterilizer
SANI | DRINK | UN | NULL | NULL | NULL | NULL | NULL | NULL | NULL | NULL | NULL | NULL | NULL | NULL | NULL | NULL | NULL | NULL | NULL | NULL | NULL | NULL | NULL | NULL | NULL | NULL | NULL | NULL | NULL | NULL | NULL | NULL | NULL | NULL | NULL | NULL | NULL | NULL | NULL | NULL | NULL | NULL | DRINKING FOUNTAIN UNIT | NULL | NULL | NULL | NULL | #REF! | #REF! | #REF! | #REF! | #REF! | Duplicated |  |  |  |  | UV Sterilizer
WAT | FLUS | FIT | T | NULL | NULL | NULL | [36 empty] | TEE OF FLUSHING WATER PIPE | [14 empty] | Tee of Flushing Water Pipe
WAT | SUPC | FIT | T | NULL | NULL | NULL | NULL | NULL | NULL | NULL | NULL | NULL | NULL | NULL | NULL | NULL | NULL | NULL | NULL | NULL | NULL | NULL | NULL | NULL | NULL | NULL | NULL | NULL | NULL | NULL | NULL | NULL | NULL | NULL | NULL | NULL | NULL | NULL | NULL | NULL | NULL | NULL | TEE OF FRESH WATER PIPE | NULL | NULL | NULL | NULL | #REF! | #REF! | #REF! | #REF! | #REF! | Duplicated |  |  |  |  | Tee of Fresh Water Pipe
DRA | SOIL | FIT | T | NULL | NULL | NULL | [36 empty] | TEE OF SOIL & WASTE | [14 empty] | Tee of Soil and Waste
DRA | SOIL | PIV | NULL | NULL | NULL | NULL | NULL | NULL | NULL | NULL | NULL | NULL | NULL | NULL | NULL | NULL | NULL | NULL | NULL | NULL | NULL | NULL | NULL | NULL | NULL | NULL | NULL | NULL | NULL | NULL | NULL | NULL | NULL | NULL | NULL | NULL | NULL | NULL | NULL | NULL | NULL | NULL | VENT PIPE | NULL | NULL | NULL | NULL | #REF! | #REF! | #REF! | #REF! | #REF! | Duplicated |  |  |  |  | Vent Pipe
WAT | SUPC | V | OTH | NULL | NULL | CheckMeter | NULL | NULL | NULL | NULL | NULL | NULL | NULL | NULL | NULL | NULL | NULL | NULL | NULL | NULL | NULL | NULL | NULL | NULL | NULL | NULL | NULL | NULL | NULL | NULL | NULL | NULL | NULL | NULL | NULL | NULL | NULL | NULL | NULL | NULL | NULL | NULL | VALVE OF FRESH WATER PIPE (SEE REMARKS) | NULL | NULL | NULL | NULL | #REF! | #REF! | #REF! | #REF! | #REF! | Duplicated |  |  |  |  | Water Check Meter Position
WAT | SUPC | V | NULL | NULL | NULL | NULL | NULL | NULL | NULL | NULL | NULL | NULL | NULL | NULL | NULL | NULL | NULL | NULL | NULL | NULL | NULL | NULL | NULL | NULL | NULL | NULL | NULL | NULL | NULL | NULL | NULL | NULL | NULL | NULL | NULL | NULL | NULL | NULL | NULL | NULL | NULL | NULL | VALVE OF FRESH WATER PIPE | NULL | NULL | NULL | NULL | #REF! | #REF! | #REF! | #REF! | #REF! | Duplicated |  |  |  |  | Water Check Meter Position
SANI | WH | NULL | NULL | NULL | NULL | NULL | NULL | NULL | NULL | NULL | NULL | NULL | NULL | NULL | NULL | NULL | NULL | NULL | NULL | NULL | NULL | NULL | NULL | NULL | NULL | NULL | NULL | NULL | NULL | NULL | NULL | NULL | NULL | NULL | NULL | NULL | NULL | NULL | NULL | NULL | NULL | NULL | WATERHEATER | NULL | NULL | NULL | NULL | #REF! | #REF! | #REF! | #REF! | #REF! | Duplicated |  |  |  |  | Water Heater
FSK | FS07 | FS0225 | NULL | NULL | NULL | NULL | [36 empty] | Water pump | [14 empty] | Water Pump
WAT | TANKW | NULL | NULL | NULL | NULL | NULL | [36 empty] | WATER TANK | [14 empty] | Water Tank
SANI | BA | T | NULL | NULL | NULL | NULL | [36 empty] | WATER TAP OF BATH | [14 empty] | Water Tap of Bath
WAT | FLUS | STRA | STRAY | NULL | NULL | NULL | [36 empty] | Y-TYPE OF FLUSHING WATER PIPE | [14 empty] | Y-type strainer of Flush Water
WAT | SUPC | STRA | STRAY | NULL | NULL | NULL | [36 empty] | Y-TYPE STRAINER OF FRESH WATER PIPE | [14 empty] | Y-type strainer of Fresh Water

## DOOR
PSB_Element1 | PSB_Sub-element1 | PSB_Component1 | PSB_Attribute1 | PSB_element_doc1 | PSB_manufacturer1 | PSB_Remarks1 | PSB_Additional_Element | PSB_Element2 | PSB_Sub-element2 | PSB_Component2 | PSB_Attribute2 | PSB_element_doc2 | PSB_manufacturer2 | PSB_Remarks2 | PSB_Element3 | PSB_Sub-element3 | PSB_Component3 | PSB_Attribute3 | PSB_element_doc3 | PSB_manufacturer3 | PSB_Remarks3 | PSB_Element4 | PSB_Sub-element4 | PSB_Component4 | PSB_Attribute4 | PSB_element_doc4 | PSB_manufacturer4 | PSB_Remarks4 | PSB_Element5 | PSB_Sub-element5 | PSB_Component5 | PSB_Attribute5 | PSB_element_doc5 | PSB_manufacturer5 | PSB_Remarks5 | PSB_MWORRF_link | PSB_MWO_link | PSB_WO_link | SoR_no | PSB_Ins_Sch_Des | psb_CDELevel | PSB_feature | PSB_Ins_Interval | ArchSD Checking on Element 1 | ArchSD Checking on Element 2 | ArchSD Checking on Element 3 | ArchSD Checking on Element 4 | ArchSD Checking on Element 5 | BIM Element Code 1 (Location Code+Floor+Element+Element No) | BIM Element Code 2 (Location Code+Floor+Element+Element No) | BIM Element Code 3 (Location Code+Floor+Element+Element No) | BIM Element Code 4 (Location Code+Floor+Element+Element No)3 | BIM Element Code 5 (Location Code+Floor+Element+Element No)3 | Element ID for Element1 is repeated? | Element ID for Element2 is repeated? | Element ID for Element3 is repeated? | Element ID for Element4 is repeated? | Element ID for Element5 is repeated? | Comment by ArchSD
FF | DR | NULL | NULL | NULL | DOOR | General Door | NULL | [36 empty] | DOOR | [14 empty] | Door
FF | DR | STRU | NULL | NULL | NULL | NULL | NULL | [36 empty] | DOOR STRUCTURE | [14 empty] | Door
FF | DR | STRU | TIM | NULL | NULL | NULL | NULL | [36 empty] | WOODEN DOOR | [14 empty] | Timber Door
FF | DR | STRU | NULL | NULL | NULL | NULL | FF/DR/IRON/LOC | [36 empty] | DOOR STRUCTURE | [14 empty] | Element 2 Door Lock
FF | DR | STRU | NULL | NULL | NULL | NULL | FF/DR/GZ/GZS | [36 empty] | DOOR STRUCTURE | [14 empty] | Element 3 Glazed Visual Panel
FF | DR | STRU | NULL | NULL | NULL | NULL | FF/DR/IRON/CLOSE | [36 empty] | DOOR STRUCTURE | [14 empty] | Element 4 Door Closer
FF | DR | STRU | NULL | NULL | NULL | NULL | FF/DR/IRON/HIN | [36 empty] | DOOR STRUCTURE | [14 empty] | Element 5 Door Hinge
FF | DR | STRU | NULL | NULL | NULL | NULL | FF/DR/IRON/LOC;FF/DR/IRON/HIN | [36 empty] | DOOR STRUCTURE | [14 empty] | Door Lock, Door Hinge
FF | DR | STRU | NULL | NULL | NULL | NULL | FF/DR/IRON/LOC;FF/DR/GZ/GZS;FF/DR/IRON/CLOSE;FF/DR/IRON/HIN | [36 empty] | DOOR STRUCTURE | [14 empty] | Door with All Additional Element
FF | DR | STRU | OTH | NULL | NULL | NULL | NULL | [36 empty] | DOOR (SEE REMARKS) | [14 empty] | Others

## ST
PSB_Element1 | PSB_Sub-element1 | PSB_Component1 | PSB_Attribute1 | PSB_element_doc1 | PSB_manufacturer1 | PSB_Remarks1 | PSB_Element2 | PSB_Sub-element2 | PSB_Component2 | PSB_Attribute2 | PSB_element_doc2 | PSB_manufacturer2 | PSB_Remarks2 | PSB_Element3 | PSB_Sub-element3 | PSB_Component3 | PSB_Attribute3 | PSB_element_doc3 | PSB_manufacturer3 | PSB_Remarks3 | PSB_Element4 | PSB_Sub-element4 | PSB_Component4 | PSB_Attribute4 | PSB_element_doc4 | PSB_manufacturer4 | PSB_Remarks4 | PSB_Element5 | PSB_Sub-element5 | PSB_Component5 | PSB_Attribute5 | PSB_element_doc5 | PSB_manufacturer5 | PSB_Remarks5 | PSB_MWORRF_link | PSB_MWO_link | PSB_WO_link | SoR_no | PSB_Ins_Sch_Des | psb_CDELevel | PSB_feature | PSB_Ins_Interval | ArchSD Checking on Element 1 | ArchSD Checking on Element 2 | ArchSD Checking on Element 3 | ArchSD Checking on Element 4 | ArchSD Checking on Element 5 | BIM Element Code 1 (Location Code+Floor+Element+Element No) | BIM Element Code 2 (Location Code+Floor+Element+Element No) | BIM Element Code 3 (Location Code+Floor+Element+Element No) | BIM Element Code 4 (Location Code+Floor+Element+Element No)3 | BIM Element Code 5 (Location Code+Floor+Element+Element No)3 | Element ID for Element1 is repeated? | Element ID for Element2 is repeated? | Element ID for Element3 is repeated? | Element ID for Element4 is repeated? | Element ID for Element5 is repeated? | Comment by ArchSD
STR | BM | STRU | CONC |  |  | NULL | NULL | NULL | NULL | NULL | NULL | NULL | NULL | NULL | NULL | NULL | NULL | NULL | NULL | NULL | NULL | NULL | NULL | NULL | NULL | NULL | NULL | NULL | NULL | NULL | NULL | NULL | NULL | NULL | NULL | NULL | NULL | NULL | NULL | NULL | NULL | NULL | CONCRETE BEAM | NULL | NULL | NULL | NULL | #REF! | #REF! | #REF! | #REF! | #REF! | Duplicated | Duplicated | Duplicated | Duplicated | Duplicated | Concrete Beam
STR | COL | STRU | CONC |  |  | NULL | [36 empty] | CONCRETE COLUMN | [14 empty] | Concrete Column
STR | RAMP | STRU | CONC |  |  | NULL | [36 empty] | CONCRETE RAMP | [14 empty] | Concrete Ramp
STR | FL | STRU | CONC |  |  | NULL | [36 empty] | FLOOR CONTRETE STRUCTURE | [14 empty] | Concrete Slab/ Mass
STR | STAIR | STRU | CONC |  |  | NULL | [36 empty] | CONTRETE STAIR | [14 empty] | Concrete Stair
STR | WL | STRU | CONC |  |  | NULL | [36 empty] | CONCRETE WALL | [14 empty] | Concrete Wall
STR | BM | STRU | S |  |  | NULL | [36 empty] | STEEL BEAM | [14 empty] | Steel Beam
STR | STAIR | STRU | S |  |  | NULL | [36 empty] | STEEL STAIR | [14 empty] | Steel Stair
STR | FDN | STRU | NULL | NULL | NULL | NULL | [36 empty] | #VALUE! | [14 empty] | Foundation Structure

## WINDOW
PSB_Element1 | PSB_Sub-element1 | PSB_Component1 | PSB_Attribute1 | PSB_element_doc1 | PSB_manufacturer1 | PSB_Remarks1 | PSB_Additional_Element | PSB_Element2 | PSB_Sub-element2 | PSB_Component2 | PSB_Attribute2 | PSB_element_doc2 | PSB_manufacturer2 | PSB_Remarks2 | PSB_Element3 | PSB_Sub-element3 | PSB_Component3 | PSB_Attribute3 | PSB_element_doc3 | PSB_manufacturer3 | PSB_Remarks3 | PSB_Element4 | PSB_Sub-element4 | PSB_Component4 | PSB_Attribute4 | PSB_element_doc4 | PSB_manufacturer4 | PSB_Remarks4 | PSB_Element5 | PSB_Sub-element5 | PSB_Component5 | PSB_Attribute5 | PSB_element_doc5 | PSB_manufacturer5 | PSB_Remarks5 | PSB_MWORRF_link | PSB_MWO_link | PSB_WO_link | SoR_no | PSB_Ins_Sch_Des | psb_CDELevel | PSB_feature | PSB_Ins_Interval | ArchSD Checking on Element 1 | ArchSD Checking on Element 2 | ArchSD Checking on Element 3 | ArchSD Checking on Element 4 | ArchSD Checking on Element 5 | BIM Element Code 1 (Location Code+Floor+Element+Element No) | BIM Element Code 2 (Location Code+Floor+Element+Element No) | BIM Element Code 3 (Location Code+Floor+Element+Element No) | BIM Element Code 4 (Location Code+Floor+Element+Element No)3 | BIM Element Code 5 (Location Code+Floor+Element+Element No)3 | Element ID for Element1 is repeated? | Element ID for Element2 is repeated? | Element ID for Element3 is repeated? | Element ID for Element4 is repeated? | Element ID for Element5 is repeated? | Comment by ArchSD
FF | WIN | NULL | NULL | NULL | NULL | NULL | NULL | [36 empty] | WINDOW | [14 empty] | Window
FF | WIN | STRU | NULL | NULL | NULL | NULL | NULL | [36 empty] | STRUCTURE OF WINDOW | [14 empty] | Window
FF | WIN | STRU | AL | NULL | NULL | NULL | NULL | [36 empty] | ALUMINIUM WINDOW | [14 empty] | Aluminium Window
FF | WIN | STRU | NULL | NULL | NULL | NULL | FF/WIN/GZ/NULL | [36 empty] | STRUCTURE OF WINDOW | [14 empty] | Element 2 Glazing
FF | WIN | STRU | NULL | NULL | NULL | NULL | FF/WINFR/STRU/NULL | [36 empty] | STRUCTURE OF WINDOW | [14 empty] | Element 3 Window Frame
FF | WIN | STRU | NULL | NULL | NULL | NULL | FF/WIN/IRON/NULL | [36 empty] | STRUCTURE OF WINDOW | [14 empty] | Element 4 Ironmongery
FF | WIN | STRU | NULL | NULL | NULL | NULL | FF/WIN/GZ/NULL;FF/WINFR/STRU/NULL;FF/WIN/IRON/NULL | [36 empty] | STRUCTURE OF WINDOW | [14 empty] | Window with All Additional Element
FF | WIN | STRU | OTH | NULL | NULL | NULL | NULL | [36 empty] | WINDOW (SEE REMARKS) | [14 empty] | Others

## Other_ 1
Site staff must input this "element1" only | [5 empty] | Optional input (SEE THE REMARK input "null" is acceptable) | Door / Window only
PSB_Element1 | PSB_Sub-element1 | PSB_Component1 | PSB_Attribute1 | PSB_element_doc1 | PSB_manufacturer1 | PSB_Remarks1 | PSB_Additional_Element | PSB_Element2 | PSB_Sub-element2 | PSB_Component2 | PSB_Attribute2 | PSB_element_doc2 | PSB_manufacturer2 | PSB_Remarks2 | PSB_Element3 | PSB_Sub-element3 | PSB_Component3 | PSB_Attribute3 | PSB_element_doc3 | PSB_manufacturer3 | PSB_Remarks3 | PSB_Element4 | PSB_Sub-element4 | PSB_Component4 | PSB_Attribute4 | PSB_element_doc4 | PSB_manufacturer4 | PSB_Remarks4 | PSB_Element5 | PSB_Sub-element5 | PSB_Component5 | PSB_Attribute5 | PSB_element_doc5 | PSB_manufacturer5 | PSB_Remarks5 | PSB_MWORRF_link | PSB_MWO_link | PSB_WO_link | SoR_no | PSB_Ins_Sch_Des | psb_CDELevel | PSB_feature | PSB_Ins_Interval | ArchSD Description Checking on Element 1 | ArchSD Checking on Element 2 | ArchSD Checking on Element 3 | ArchSD Checking on Element 4 | ArchSD Checking on Element 5 | BIM Element Code 1 (Location Code+Floor+Element+Element No) | BIM Element Code 2 (Location Code+Floor+Element+Element No) | BIM Element Code 3 (Location Code+Floor+Element+Element No) | BIM Element Code 4 (Location Code+Floor+Element+Element No)3 | BIM Element Code 5 (Location Code+Floor+Element+Element No)3 | Element ID for Element1 is repeated? | Element ID for Element2 is repeated? | Element ID for Element3 is repeated? | Element ID for Element4 is repeated? | Element ID for Element5 is repeated? | Data Comment by ArchSD
STR | FDN | STRU | NULL | NULL | NULL | NULL | NULL | [36 empty] | #VALUE!
STR | BASE | STRU | NULL | NULL | NULL | NULL | NULL | [36 empty] | #VALUE!
STR | BASE | TANK | NULL | NULL | NULL | NULL | NULL | [36 empty] | #VALUE!
STR | BASE | DPM | NULL | NULL | NULL | NULL | NULL | [36 empty] | #VALUE!
STR | FL | STRU | NULL | NULL | NULL | NULL | NULL | [36 empty] | #VALUE!
STR | FL | INSU | NULL | NULL | NULL | NULL | NULL | [36 empty] | #VALUE!
STR | FL | FIN | NULL | NULL | NULL | NULL | NULL | [36 empty] | #VALUE!
STR | FL | SCD | NULL | NULL | NULL | NULL | NULL | [36 empty] | #VALUE!
STR | RF | STRU | NULL | NULL | NULL | NULL | NULL | [36 empty] | #VALUE!
STR | RF | INSU | NULL | NULL | NULL | NULL | NULL | [36 empty] | #VALUE!
STR | RF | FLAS | NULL | NULL | NULL | NULL | NULL | [36 empty] | #VALUE!
STR | RF | PARA | NULL | NULL | NULL | NULL | NULL | [36 empty] | #VALUE!
STR | RF | RAIL | NULL | NULL | NULL | NULL | NULL | [36 empty] | #VALUE!
STR | RF | CURB | NULL | NULL | NULL | NULL | NULL | [36 empty] | #VALUE!
STR | RF | WPM | NULL | NULL | NULL | NULL | NULL | [36 empty] | #VALUE!
STR | RF | COVRF | NULL | NULL | NULL | NULL | NULL | [36 empty] | #VALUE!
STR | WL | STRU | NULL | NULL | NULL | NULL | NULL | [36 empty] | #VALUE!
STR | WL | LINT | NULL | NULL | NULL | NULL | NULL | [36 empty] | #VALUE!
STR | WL | PLAS | NULL | NULL | NULL | NULL | NULL | [36 empty] | #VALUE!
STR | WL | FINXP | NULL | NULL | NULL | NULL | NULL | [36 empty] | #VALUE!
STR | WL | REND | NULL | NULL | NULL | NULL | NULL | [36 empty] | #VALUE!
STR | BM | STRU | NULL | NULL | NULL | NULL | NULL | [36 empty] | #VALUE!
STR | BM | PLAS | NULL | NULL | NULL | NULL | NULL | [36 empty] | #VALUE!
STR | BM | FINXP | NULL | NULL | NULL | NULL | NULL | [36 empty] | #VALUE!
STR | BM | REND | NULL | NULL | NULL | NULL | NULL | [36 empty] | #VALUE!
STR | COL | STRU | NULL | NULL | NULL | NULL | NULL | [36 empty] | #VALUE!
STR | COL | PLAS | NULL | NULL | NULL | NULL | NULL | [36 empty] | #VALUE!
STR | COL | FINXP | NULL | NULL | NULL | NULL | NULL | [36 empty] | #VALUE!
STR | COL | REND | NULL | NULL | NULL | NULL | NULL | [36 empty] | #VALUE!
STR | ACH | STRU | NULL | NULL | NULL | NULL | NULL | [36 empty] | #VALUE!
STR | ACH | COVG | NULL | NULL | NULL | NULL | NULL | [36 empty] | #VALUE!
STR | BAL | STRU | NULL | NULL | NULL | NULL | NULL | [36 empty] | #VALUE!
STR | BAL | COVG | NULL | NULL | NULL | NULL | NULL | [36 empty] | #VALUE!
STR | BAL | HAN | NULL | NULL | NULL | NULL | NULL | [36 empty] | #VALUE!
STR | BAL | BALU | NULL | NULL | NULL | NULL | NULL | [36 empty] | #VALUE!
STR | FLUE | STRU | NULL | NULL | NULL | NULL | NULL | [36 empty] | #VALUE!
STR | FLUE | PANAC | NULL | NULL | NULL | NULL | NULL | [36 empty] | #VALUE!
STR | STAIR | STRU | NULL | NULL | NULL | NULL | NULL | [36 empty] | #VALUE!
STR | STAIR | HAN | NULL | NULL | NULL | NULL | NULL | [36 empty] | #VALUE!
STR | STAIR | BALU | NULL | NULL | NULL | NULL | NULL | [36 empty] | #VALUE!
STR | STAIR | NOS | NULL | NULL | NULL | NULL | NULL | [36 empty] | #VALUE!
STR | STAIR | FIN | NULL | NULL | NULL | NULL | NULL | [36 empty] | #VALUE!
STR | RAMP | STRU | NULL | NULL | NULL | NULL | NULL | [36 empty] | #VALUE!
STR | RAMP | HAN | NULL | NULL | NULL | NULL | NULL | [36 empty] | #VALUE!
STR | RAMP | BALU | NULL | NULL | NULL | NULL | NULL | [36 empty] | #VALUE!
STR | RAMP | NOS | NULL | NULL | NULL | NULL | NULL | [36 empty] | #VALUE!
STR | RAMP | FIN | NULL | NULL | NULL | NULL | NULL | [36 empty] | #VALUE!
STR | LAD | STRU | NULL | NULL | NULL | NULL | NULL | [36 empty] | #VALUE!
STR | LAD | HAN | NULL | NULL | NULL | NULL | NULL | [36 empty] | #VALUE!
STR | LAD | BALU | NULL | NULL | NULL | NULL | NULL | [36 empty] | #VALUE!
STR | LAD | NOS | NULL | NULL | NULL | NULL | NULL | [36 empty] | #VALUE!
STR | LAD | FIN | NULL | NULL | NULL | NULL | NULL | [36 empty] | #VALUE!
STR | JTMV | SEAL | NULL | NULL | NULL | NULL | NULL | [36 empty] | #VALUE!
STR | JTMV | FIL | NULL | NULL | NULL | NULL | NULL | [36 empty] | #VALUE!
STR | CLG | FIN | NULL | NULL | NULL | NULL | NULL | [36 empty] | #VALUE!
STR | POR | STRU | NULL | NULL | NULL | NULL | NULL | [36 empty] | #VALUE!
STR | POR | COVG | NULL | NULL | NULL | NULL | NULL | [36 empty] | #VALUE!
STR | CANO | STRU | NULL | NULL | NULL | NULL | NULL | [36 empty] | #VALUE!
STR | CANO | COVG | NULL | NULL | NULL | NULL | NULL | [36 empty] | #VALUE!
STR | SHAF | STRU | NULL | NULL | NULL | NULL | NULL | [36 empty] | #VALUE!
STR | SHAF | PANAC | NULL | NULL | NULL | NULL | NULL | [36 empty] | #VALUE!
STR | STROT | PMP | NULL | NULL | NULL | NULL | NULL | [36 empty] | #VALUE!
STR | STROT | AFIN | NULL | NULL | NULL | NULL | NULL | [36 empty] | #VALUE!
STR | STROT | HOIST | NULL | NULL | NULL | NULL | NULL | [36 empty] | #VALUE!
EXT | BOUND | G | NULL | NULL | NULL | NULL | NULL | [36 empty] | #VALUE!
EXT | BOUND | WL | NULL | NULL | NULL | NULL | NULL | [36 empty] | #VALUE!
EXT | BOUND | FENC | NULL | NULL | NULL | NULL | NULL | [36 empty] | #VALUE!
EXT | BOUND | BOL | NULL | NULL | NULL | NULL | NULL | [36 empty] | #VALUE!
EXT | BOUND | RA | NULL | NULL | NULL | NULL | NULL | [36 empty] | #VALUE!
EXT | BOUND | DROP | NULL | NULL | NULL | NULL | NULL | [36 empty] | #VALUE!
EXT | CIRCU | COVPA | NULL | NULL | NULL | NULL | NULL | [36 empty] | #VALUE!
EXT | CIRCU | CYC | NULL | NULL | NULL | NULL | NULL | [36 empty] | #VALUE!
EXT | CIRCU | STEP | NULL | NULL | NULL | NULL | NULL | [36 empty] | #VALUE!
EXT | CIRCU | COVRA | NULL | NULL | NULL | NULL | NULL | [36 empty] | #VALUE!
EXT | CIRCU | DSUR | NULL | NULL | NULL | NULL | NULL | [36 empty] | #VALUE!
EXT | CIRCU | HANRA | NULL | NULL | NULL | NULL | NULL | [36 empty] | #VALUE!
EXT | HARD | DSUR | NULL | NULL | NULL | NULL | NULL | [36 empty] | #VALUE!
EXT | HARD | HASUR | NULL | NULL | NULL | NULL | NULL | [36 empty] | #VALUE!
EXT | SDFT | LAW | NULL | NULL | NULL | NULL | NULL | [36 empty] | #VALUE!
EXT | SDFT | BED | NULL | NULL | NULL | NULL | NULL | [36 empty] | #VALUE!
EXT | SDFT | TREE | NULL | NULL | NULL | NULL | NULL | [36 empty] | #VALUE!
EXT | SDFT | VEGE | NULL | NULL | NULL | NULL | NULL | [36 empty] | #VALUE!
EXT | SDFT | IRR | NULL | NULL | NULL | NULL | NULL | [36 empty] | #VALUE!
EXT | COEXT | STRU | NULL | NULL | NULL | NULL | NULL | [36 empty] | #VALUE!
EXT | COEXT | COVG | NULL | NULL | NULL | NULL | NULL | [36 empty] | #VALUE!
EXT | SLO | WLRET | NULL | NULL | NULL | NULL | NULL | [36 empty] | #VALUE!
EXT | SLO | SLOA | NULL | NULL | NULL | NULL | NULL | [36 empty] | #VALUE!
EXT | RD | STRU | NULL | NULL | NULL | NULL | NULL | [36 empty] | #VALUE!
EXT | RD | COVG | NULL | NULL | NULL | NULL | NULL | [36 empty] | #VALUE!
EXT | RD | LINMK | NULL | NULL | NULL | NULL | NULL | [36 empty] | #VALUE!
EXT | RD | RDHU | NULL | NULL | NULL | NULL | NULL | [36 empty] | #VALUE!
EXT | RD | RDSIG | NULL | NULL | NULL | NULL | NULL | [36 empty] | #VALUE!
WAT | SUPH | INSU | NULL | NULL | NULL | NULL | NULL | [36 empty] | #VALUE!
WAT | SUPH | PI | NULL | NULL | NULL | NULL | NULL | [36 empty] | #VALUE!
WAT | SUPH | FIX | NULL | NULL | NULL | NULL | NULL | [36 empty] | #VALUE!
WAT | SUPH | JTEXP | NULL | NULL | NULL | NULL | NULL | [36 empty] | #VALUE!
WAT | SUPH | FIT | NULL | NULL | NULL | NULL | NULL | [36 empty] | #VALUE!
WAT | SUPH | SUP | NULL | NULL | NULL | NULL | NULL | [36 empty] | #VALUE!
WAT | SUPH | STRA | NULL | NULL | NULL | NULL | NULL | [36 empty] | #VALUE!
WAT | SUPH | PBA | NULL | NULL | NULL | NULL | NULL | [36 empty] | #VALUE!
WAT | SUPH | V | NULL | NULL | NULL | NULL | NULL | [36 empty] | #VALUE!
WAT | SUPH | DUCT | NULL | NULL | NULL | NULL | NULL | [36 empty] | #VALUE!
WAT | SUPH | PIBX | NULL | NULL | NULL | NULL | NULL | [36 empty] | #VALUE!
WAT | SUPC | PI | NULL | NULL | NULL | NULL | NULL | [36 empty] | #VALUE!
WAT | SUPC | FIX | NULL | NULL | NULL | NULL | NULL | [36 empty] | #VALUE!
WAT | SUPC | JTEXP | NULL | NULL | NULL | NULL | NULL | [36 empty] | #VALUE!
WAT | SUPC | FIT | NULL | NULL | NULL | NULL | NULL | [36 empty] | #VALUE!
WAT | SUPC | SUP | NULL | NULL | NULL | NULL | NULL | [36 empty] | #VALUE!
WAT | SUPC | STRA | NULL | NULL | NULL | NULL | NULL | [36 empty] | #VALUE!
WAT | SUPC | PBA | NULL | NULL | NULL | NULL | NULL | [36 empty] | #VALUE!
WAT | SUPC | V | NULL | NULL | NULL | NULL | NULL | [36 empty] | #VALUE!
WAT | SUPC | DUCT | NULL | NULL | NULL | NULL | NULL | [36 empty] | #VALUE!
WAT | SUPC | PIBX | NULL | NULL | NULL | NULL | NULL | [36 empty] | #VALUE!
WAT | FLUS | PI | NULL | NULL | NULL | NULL | NULL | [36 empty] | #VALUE!
WAT | FLUS | FIT | NULL | NULL | NULL | NULL | NULL | [36 empty] | #VALUE!
WAT | FLUS | SUP | NULL | NULL | NULL | NULL | NULL | [36 empty] | #VALUE!
WAT | FLUS | STRA | NULL | NULL | NULL | NULL | NULL | [36 empty] | #VALUE!
WAT | FLUS | PBA | NULL | NULL | NULL | NULL | NULL | [36 empty] | #VALUE!
WAT | FLUS | V | NULL | NULL | NULL | NULL | NULL | [36 empty] | #VALUE!
WAT | FLUS | JTMV | NULL | NULL | NULL | NULL | NULL | [36 empty] | #VALUE!
WAT | FLUS | PIBX | NULL | NULL | NULL | NULL | NULL | [36 empty] | #VALUE!
WAT | TANKW | STRU | NULL | NULL | NULL | NULL | NULL | [36 empty] | #VALUE!
WAT | TANKW | INSU | NULL | NULL | NULL | NULL | NULL | [36 empty] | #VALUE!
SANI | BA | FIX | NULL | NULL | NULL | NULL | NULL | [36 empty] | #VALUE!
SANI | BA | T | NULL | NULL | NULL | NULL | NULL | [36 empty] | #VALUE!
SANI | BA | PC | NULL | NULL | NULL | NULL | NULL | [36 empty] | #VALUE!
SANI | BA | UN | NULL | NULL | NULL | NULL | NULL | [36 empty] | #VALUE!
SANI | DRINK | FIX | NULL | NULL | NULL | NULL | NULL | [36 empty] | #VALUE!
SANI | DRINK | T | NULL | NULL | NULL | NULL | NULL | [36 empty] | #VALUE!
SANI | DRINK | POIN | NULL | NULL | NULL | NULL | NULL | [36 empty] | #VALUE!
SANI | DRINK | UN | NULL | NULL | NULL | NULL | NULL | [36 empty] | #VALUE!
SANI | LAUND | POIN | NULL | NULL | NULL | NULL | NULL | [36 empty] | #VALUE!
SANI | LAUND | UN | NULL | NULL | NULL | NULL | NULL | [36 empty] | #VALUE!
SANI | SHO | FIX | NULL | NULL | NULL | NULL | NULL | [36 empty] | #VALUE!
SANI | SHO | T | NULL | NULL | NULL | NULL | NULL | [36 empty] | #VALUE!
SANI | SHO | HD | NULL | NULL | NULL | NULL | NULL | [36 empty] | #VALUE!
SANI | SIN | FIX | NULL | NULL | NULL | NULL | NULL | [36 empty] | #VALUE!
SANI | SIN | T | NULL | NULL | NULL | NULL | NULL | [36 empty] | #VALUE!
SANI | SIN | PC | NULL | NULL | NULL | NULL | NULL | [36 empty] | #VALUE!
SANI | SIN | POIN | NULL | NULL | NULL | NULL | NULL | [36 empty] | #VALUE!
SANI | SIN | UN | NULL | NULL | NULL | NULL | NULL | [36 empty] | #VALUE!
SANI | SINS | FIX | NULL | NULL | NULL | NULL | NULL | [36 empty] | #VALUE!
SANI | SINS | T | NULL | NULL | NULL | NULL | NULL | [36 empty] | #VALUE!
SANI | SINS | PC | NULL | NULL | NULL | NULL | NULL | [36 empty] | #VALUE!
SANI | SINS | POIN | NULL | NULL | NULL | NULL | NULL | [36 empty] | #VALUE!
SANI | SINS | UN | NULL | NULL | NULL | NULL | NULL | [36 empty] | #VALUE!
SANI | U | FIX | NULL | NULL | NULL | NULL | NULL | [36 empty] | #VALUE!
SANI | U | CIST | NULL | NULL | NULL | NULL | NULL | [36 empty] | #VALUE!
SANI | U | PIFLU | NULL | NULL | NULL | NULL | NULL | [36 empty] | #VALUE!
SANI | U | BOW | NULL | NULL | NULL | NULL | NULL | [36 empty] | #VALUE!
SANI | U | TRO | NULL | NULL | NULL | NULL | NULL | [36 empty] | #VALUE!
SANI | WB | FIX | NULL | NULL | NULL | NULL | NULL | [36 empty] | #VALUE!
SANI | WB | T | NULL | NULL | NULL | NULL | NULL | [36 empty] | #VALUE!
SANI | WB | PC | NULL | NULL | NULL | NULL | NULL | [36 empty] | #VALUE!
SANI | WB | POIN | NULL | NULL | NULL | NULL | NULL | [36 empty] | #VALUE!
SANI | WB | UN | NULL | NULL | NULL | NULL | NULL | [36 empty] | #VALUE!
SANI | WC | FIX | NULL | NULL | NULL | NULL | NULL | [36 empty] | #VALUE!
SANI | WC | CIST | NULL | NULL | NULL | NULL | NULL | [36 empty] | #VALUE!
SANI | WC | PULL | NULL | NULL | NULL | NULL | NULL | [36 empty] | #VALUE!
SANI | WC | PIFLU | NULL | NULL | NULL | NULL | NULL | [36 empty] | #VALUE!
SANI | WC | ASIA | NULL | NULL | NULL | NULL | NULL | [36 empty] | #VALUE!
SANI | WC | WEST | NULL | NULL | NULL | NULL | NULL | [36 empty] | #VALUE!
SANI | WC | COV | NULL | NULL | NULL | NULL | NULL | [36 empty] | #VALUE!
SANI | WC | SE | NULL | NULL | NULL | NULL | NULL | [36 empty] | #VALUE!
SANI | WH | TYHX | NULL | NULL | NULL | NULL | NULL | [36 empty] | #VALUE!
SANI | WH | TYINS | NULL | NULL | NULL | NULL | NULL | [36 empty] | #VALUE!
SANI | WH | TYSTO | NULL | NULL | NULL | NULL | NULL | [36 empty] | #VALUE!
SANI | SANI | SD | NULL | NULL | NULL | NULL | NULL | [36 empty] | #VALUE!
SANI | SANI | PH | NULL | NULL | NULL | NULL | NULL | [36 empty] | #VALUE!
SANI | SANI | WD | NULL | NULL | NULL | NULL | NULL | [36 empty] | #VALUE!
SANI | SANI | WHA | NULL | NULL | NULL | NULL | NULL | [36 empty] | #VALUE!
SANI | SANI | TRSO | NULL | NULL | NULL | NULL | NULL | [36 empty] | #VALUE!
SANI | SANI | WHWT | NULL | NULL | NULL | NULL | NULL | [36 empty] | #VALUE!
SANI | SANI | OTH | NULL | NULL | NULL | NULL | NULL | [36 empty] | #VALUE!
SANI | SANI | PREVE | NULL | NULL | NULL | NULL | NULL | [36 empty] | #VALUE!
SANI | SANI | COC | NULL | NULL | NULL | NULL | NULL | [36 empty] | #VALUE!
SANI | SANI | GAUG | NULL | NULL | NULL | NULL | NULL | [36 empty] | #VALUE!
FF | DR | STRU | NULL | NULL | NULL | NULL | NULL | [36 empty] | #VALUE!
FF | DR | IRON | NULL | NULL | NULL | NULL | NULL | [36 empty] | #VALUE!
FF | DR | GZ | NULL | NULL | NULL | NULL | NULL | [36 empty] | #VALUE!
FF | DR | TRIM | NULL | NULL | NULL | NULL | NULL | [36 empty] | #VALUE!
FF | DR | POIN | NULL | NULL | NULL | NULL | NULL | [36 empty] | #VALUE!
FF | WIN | STRU | NULL | NULL | NULL | NULL | NULL | [36 empty] | #VALUE!
FF | WIN | IRON | NULL | NULL | NULL | NULL | NULL | [36 empty] | #VALUE!
FF | WIN | GZ | NULL | NULL | NULL | NULL | NULL | [36 empty] | #VALUE!
FF | WIN | TRIM | NULL | NULL | NULL | NULL | NULL | [36 empty] | #VALUE!
FF | WIN | POIN | NULL | NULL | NULL | NULL | NULL | [36 empty] | #VALUE!
FF | ROLL | STRU | NULL | NULL | NULL | NULL | NULL | [36 empty] | #VALUE!
FF | ROLL | M | NULL | NULL | NULL | NULL | NULL | [36 empty] | #VALUE!
FF | ROLL | IRON | NULL | NULL | NULL | NULL | NULL | [36 empty] | #VALUE!
FF | ROLL | TRIM | NULL | NULL | NULL | NULL | NULL | [36 empty] | #VALUE!
FF | ROLL | RAGU | NULL | NULL | NULL | NULL | NULL | [36 empty] | #VALUE!
FF | GCOL | STRU | NULL | NULL | NULL | NULL | NULL | [36 empty] | #VALUE!
FF | GCOL | IRON | NULL | NULL | NULL | NULL | NULL | [36 empty] | #VALUE!
FF | GCOL | TRIM | NULL | NULL | NULL | NULL | NULL | [36 empty] | #VALUE!
FF | WLCUR | INSU | NULL | NULL | NULL | NULL | NULL | [36 empty] | #VALUE!
FF | WLCUR | FINXP | NULL | NULL | NULL | NULL | NULL | [36 empty] | #VALUE!
FF | WLCUR | FRM | NULL | NULL | NULL | NULL | NULL | [36 empty] | #VALUE!
FF | CLGS | FRM | NULL | NULL | NULL | NULL | NULL | [36 empty] | #VALUE!
FF | CLGS | PAN | NULL | NULL | NULL | NULL | NULL | [36 empty] | #VALUE!
FF | PARMV | STRU | NULL | NULL | NULL | NULL | NULL | [36 empty] | #VALUE!
FF | PARMV | IRON | NULL | NULL | NULL | NULL | NULL | [36 empty] | #VALUE!
FF | PARMV | TRIM | NULL | NULL | NULL | NULL | NULL | [36 empty] | #VALUE!
FF | PARCU | STRU | NULL | NULL | NULL | NULL | NULL | [36 empty] | #VALUE!
FF | PARCU | FIX | NULL | NULL | NULL | NULL | NULL | [36 empty] | #VALUE!
FF | NB | FRM | NULL | NULL | NULL | NULL | NULL | [36 empty] | #VALUE!
FF | BOX | STRU | NULL | NULL | NULL | NULL | NULL | [36 empty] | #VALUE!
FF | COUNT | STRU | NULL | NULL | NULL | NULL | NULL | [36 empty] | #VALUE!
FF | SIG | STRU | NULL | NULL | NULL | NULL | NULL | [36 empty] | #VALUE!
FF | FFOT | RAGR | NULL | NULL | NULL | NULL | NULL | [36 empty] | #VALUE!
FF | FFOT | RATO | NULL | NULL | NULL | NULL | NULL | [36 empty] | #VALUE!
FF | FFOT | RACO | NULL | NULL | NULL | NULL | NULL | [36 empty] | #VALUE!
FF | FFOT | NB | NULL | NULL | NULL | NULL | NULL | [36 empty] | #VALUE!
FF | FFOT | COU | NULL | NULL | NULL | NULL | NULL | [36 empty] | #VALUE!
FF | FFOT | BLACK | NULL | NULL | NULL | NULL | NULL | [36 empty] | #VALUE!
FF | FFOT | HAT | NULL | NULL | NULL | NULL | NULL | [36 empty] | #VALUE!
FF | FFOT | MIR | NULL | NULL | NULL | NULL | NULL | [36 empty] | #VALUE!
FF | WINFR | STRU | NULL | NULL | NULL | NULL | NULL | [36 empty] | #VALUE!
FF | WINFR | TRIM | NULL | NULL | NULL | NULL | NULL | [36 empty] | #VALUE!
FF | WINFR | POIN | NULL | NULL | NULL | NULL | NULL | [36 empty] | #VALUE!
FF | DRFR | STRU | NULL | NULL | NULL | NULL | NULL | [36 empty] | #VALUE!
FF | DRFR | TRIM | NULL | NULL | NULL | NULL | NULL | [36 empty] | #VALUE!
FF | DRFR | POIN | NULL | NULL | NULL | NULL | NULL | [36 empty] | #VALUE!
FUR | SR | STRU | NULL | NULL | NULL | NULL | NULL | [36 empty] | #VALUE!
FUR | WT | STRU | NULL | NULL | NULL | NULL | NULL | [36 empty] | #VALUE!
FUR | WAR | STRU | NULL | NULL | NULL | NULL | NULL | [36 empty] | #VALUE!
FUR | WAR | IRON | NULL | NULL | NULL | NULL | NULL | [36 empty] | #VALUE!
FUR | WAR | TRIM | NULL | NULL | NULL | NULL | NULL | [36 empty] | #VALUE!
FUR | CUP | STRU | NULL | NULL | NULL | NULL | NULL | [36 empty] | #VALUE!
FUR | CUP | IRON | NULL | NULL | NULL | NULL | NULL | [36 empty] | #VALUE!
FUR | CUP | TRIM | NULL | NULL | NULL | NULL | NULL | [36 empty] | #VALUE!
FUR | BEN | STRU | NULL | NULL | NULL | NULL | NULL | [36 empty] | #VALUE!
FUR | BEN | TRIM | NULL | NULL | NULL | NULL | NULL | [36 empty] | #VALUE!
SPE | KIO | STRU | NULL | NULL | NULL | NULL | NULL | [36 empty] | #VALUE!
SPE | KIO | FIX | NULL | NULL | NULL | NULL | NULL | [36 empty] | #VALUE!
SPE | POOL | STRPD | NULL | NULL | NULL | NULL | NULL | [36 empty] | #VALUE!
SPE | POOL | STRP | NULL | NULL | NULL | NULL | NULL | [36 empty] | #VALUE!
SPE | POOL | FINP | NULL | NULL | NULL | NULL | NULL | [36 empty] | #VALUE!
SPE | POOL | JTPEX | NULL | NULL | NULL | NULL | NULL | [36 empty] | #VALUE!
SPE | POOL | FITP | NULL | NULL | NULL | NULL | NULL | [36 empty] | #VALUE!
SPE | POOL | SERVP | NULL | NULL | NULL | NULL | NULL | [36 empty] | #VALUE!
SPE | POOL | FINPD | NULL | NULL | NULL | NULL | NULL | [36 empty] | #VALUE!
SPE | POOL | JTPDE | NULL | NULL | NULL | NULL | NULL | [36 empty] | #VALUE!
SPE | POOL | SEAT | NULL | NULL | NULL | NULL | NULL | [36 empty] | #VALUE!
SPE | SPORT | DSUR | NULL | NULL | NULL | NULL | NULL | [36 empty] | #VALUE!
SPE | SPORT | SEAT | NULL | NULL | NULL | NULL | NULL | [36 empty] | #VALUE!
SPE | SPORT | FINBC | NULL | NULL | NULL | NULL | NULL | [36 empty] | #VALUE!
SPE | SPORT | STRBC | NULL | NULL | NULL | NULL | NULL | [36 empty] | #VALUE!
SPE | SPORT | RUN | NULL | NULL | NULL | NULL | NULL | [36 empty] | #VALUE!
SPE | SPORT | ATHL | NULL | NULL | NULL | NULL | NULL | [36 empty] | #VALUE!
SPE | SPORT | FITBC | NULL | NULL | NULL | NULL | NULL | [36 empty] | #VALUE!
SPE | CHILD | PEQ | NULL | NULL | NULL | NULL | NULL | [36 empty] | #VALUE!
SPE | CHILD | PAF | NULL | NULL | NULL | NULL | NULL | [36 empty] | #VALUE!
SPE | WATF | STRU | NULL | NULL | NULL | NULL | NULL | [36 empty] | #VALUE!
SPE | WATF | FIN | NULL | NULL | NULL | NULL | NULL | [36 empty] | #VALUE!
SPE | WATF | PI | NULL | NULL | NULL | NULL | NULL | [36 empty] | #VALUE!
SPE | WATF | OTH | NULL | NULL | NULL | NULL | NULL | [36 empty] | #VALUE!
SPE | WATF | CHAMB | NULL | NULL | NULL | NULL | NULL | [36 empty] | #VALUE!
SPE | WATF | NOZ | NULL | NULL | NULL | NULL | NULL | [36 empty] | #VALUE!
SPE | STRT | HOA | NULL | NULL | NULL | NULL | NULL | [36 empty] | #VALUE!
SPE | STRT | SCAF | NULL | NULL | NULL | NULL | NULL | [36 empty] | #VALUE!
SPE | STRT | INSPE | NULL | NULL | NULL | NULL | NULL | [36 empty] | #VALUE!
SPE | STRT | SHOR | NULL | NULL | NULL | NULL | NULL | [36 empty] | #VALUE!
SPE | SPEOT | FG | NULL | NULL | NULL | NULL | NULL | [36 empty] | #VALUE!
SPE | SPEOT | WATC | NULL | NULL | NULL | NULL | NULL | [36 empty] | #VALUE!
SPE | SPEOT | MAST | NULL | NULL | NULL | NULL | NULL | [36 empty] | #VALUE!
PTEXT | STR | OTH | NULL | NULL | NULL | NULL | NULL | [36 empty] | #VALUE!
PTEXT | STR | RF | NULL | NULL | NULL | NULL | NULL | [36 empty] | #VALUE!
PTEXT | STR | BAL | NULL | NULL | NULL | NULL | NULL | [36 empty] | #VALUE!
PTEXT | STR | FLUE | NULL | NULL | NULL | NULL | NULL | [36 empty] | #VALUE!
PTEXT | STR | STAIR | NULL | NULL | NULL | NULL | NULL | [36 empty] | #VALUE!
PTEXT | STR | POR | NULL | NULL | NULL | NULL | NULL | [36 empty] | #VALUE!
PTEXT | STR | CANO | NULL | NULL | NULL | NULL | NULL | [36 empty] | #VALUE!
PTEXT | STR | PMP | NULL | NULL | NULL | NULL | NULL | [36 empty] | #VALUE!
PTEXT | STR | AFIN | NULL | NULL | NULL | NULL | NULL | [36 empty] | #VALUE!
PTEXT | STR | RAMP | NULL | NULL | NULL | NULL | NULL | [36 empty] | #VALUE!
PTEXT | STR | LAD | NULL | NULL | NULL | NULL | NULL | [36 empty] | #VALUE!
PTEXT | FF | OTH | NULL | NULL | NULL | NULL | NULL | [36 empty] | #VALUE!
PTEXT | FF | DRFR | NULL | NULL | NULL | NULL | NULL | [36 empty] | #VALUE!
PTEXT | FF | ROLL | NULL | NULL | NULL | NULL | NULL | [36 empty] | #VALUE!
PTEXT | FF | GCOL | NULL | NULL | NULL | NULL | NULL | [36 empty] | #VALUE!
PTEXT | FF | WIN | NULL | NULL | NULL | NULL | NULL | [36 empty] | #VALUE!
PTEXT | FF | WINFR | NULL | NULL | NULL | NULL | NULL | [36 empty] | #VALUE!
PTEXT | FF | DR | NULL | NULL | NULL | NULL | NULL | [36 empty] | #VALUE!
PTEXT | WAT | PI | NULL | NULL | NULL | NULL | NULL | [36 empty] | #VALUE!
PTEXT | WAT | OTH | NULL | NULL | NULL | NULL | NULL | [36 empty] | #VALUE!
PTEXT | WAT | PBA | NULL | NULL | NULL | NULL | NULL | [36 empty] | #VALUE!
PTEXT | FUR | G | NULL | NULL | NULL | NULL | NULL | [36 empty] | #VALUE!
PTEXT | FUR | WL | NULL | NULL | NULL | NULL | NULL | [36 empty] | #VALUE!
PTEXT | FUR | FENC | NULL | NULL | NULL | NULL | NULL | [36 empty] | #VALUE!
PTEXT | FUR | BOL | NULL | NULL | NULL | NULL | NULL | [36 empty] | #VALUE!
PTEXT | FUR | RA | NULL | NULL | NULL | NULL | NULL | [36 empty] | #VALUE!
PTEXT | FUR | DROP | NULL | NULL | NULL | NULL | NULL | [36 empty] | #VALUE!
PTEXT | FUR | WLRET | NULL | NULL | NULL | NULL | NULL | [36 empty] | #VALUE!
PTEXT | FUR | OTH | NULL | NULL | NULL | NULL | NULL | [36 empty] | #VALUE!
PTEXT | DRA | PI | NULL | NULL | NULL | NULL | NULL | [36 empty] | #VALUE!
PTEXT | DRA | OTH | NULL | NULL | NULL | NULL | NULL | [36 empty] | #VALUE!
PTEXT | DRA | PBA | NULL | NULL | NULL | NULL | NULL | [36 empty] | #VALUE!
PTEXT | RAI | PI | NULL | NULL | NULL | NULL | NULL | [36 empty] | #VALUE!
PTEXT | RAI | OTH | NULL | NULL | NULL | NULL | NULL | [36 empty] | #VALUE!
PTEXT | RAI | PBA | NULL | NULL | NULL | NULL | NULL | [36 empty] | #VALUE!
PTINT | STR | FLUE | NULL | NULL | NULL | NULL | NULL | [36 empty] | #VALUE!
PTINT | STR | STAIR | NULL | NULL | NULL | NULL | NULL | [36 empty] | #VALUE!
PTINT | STR | FL | NULL | NULL | NULL | NULL | NULL | [36 empty] | #VALUE!
PTINT | STR | CLG | NULL | NULL | NULL | NULL | NULL | [36 empty] | #VALUE!
PTINT | STR | W | NULL | NULL | NULL | NULL | NULL | [36 empty] | #VALUE!
PTINT | STR | LS | NULL | NULL | NULL | NULL | NULL | [36 empty] | #VALUE!
PTINT | STR | RAMP | NULL | NULL | NULL | NULL | NULL | [36 empty] | #VALUE!
PTINT | STR | B | NULL | NULL | NULL | NULL | NULL | [36 empty] | #VALUE!
PTINT | STR | C | NULL | NULL | NULL | NULL | NULL | [36 empty] | #VALUE!
PTINT | STR | LAD | NULL | NULL | NULL | NULL | NULL | [36 empty] | #VALUE!
PTINT | FF | NB | NULL | NULL | NULL | NULL | NULL | [36 empty] | #VALUE!
PTINT | FF | OTH | NULL | NULL | NULL | NULL | NULL | [36 empty] | #VALUE!
PTINT | FF | DRFR | NULL | NULL | NULL | NULL | NULL | [36 empty] | #VALUE!
PTINT | FF | ROLL | NULL | NULL | NULL | NULL | NULL | [36 empty] | #VALUE!
PTINT | FF | GCOL | NULL | NULL | NULL | NULL | NULL | [36 empty] | #VALUE!
PTINT | FF | WIN | NULL | NULL | NULL | NULL | NULL | [36 empty] | #VALUE!
PTINT | FF | WINFR | NULL | NULL | NULL | NULL | NULL | [36 empty] | #VALUE!
PTINT | FF | PARMV | NULL | NULL | NULL | NULL | NULL | [36 empty] | #VALUE!
PTINT | FF | PARCU | NULL | NULL | NULL | NULL | NULL | [36 empty] | #VALUE!
PTINT | FF | DR | NULL | NULL | NULL | NULL | NULL | [36 empty] | #VALUE!
PTINT | WAT | PI | NULL | NULL | NULL | NULL | NULL | [36 empty] | #VALUE!
PTINT | WAT | OTH | NULL | NULL | NULL | NULL | NULL | [36 empty] | #VALUE!
PTINT | WAT | PBA | NULL | NULL | NULL | NULL | NULL | [36 empty] | #VALUE!
PTINT | FUR | OTH | NULL | NULL | NULL | NULL | NULL | [36 empty] | #VALUE!
PTINT | FUR | SR | NULL | NULL | NULL | NULL | NULL | [36 empty] | #VALUE!
PTINT | FUR | WAR | NULL | NULL | NULL | NULL | NULL | [36 empty] | #VALUE!
PTINT | FUR | CUP | NULL | NULL | NULL | NULL | NULL | [36 empty] | #VALUE!
PTINT | FUR | BEN | NULL | NULL | NULL | NULL | NULL | [36 empty] | #VALUE!
PTINT | FUR | WORK | NULL | NULL | NULL | NULL | NULL | [36 empty] | #VALUE!
PTINT | DRA | PI | NULL | NULL | NULL | NULL | NULL | [36 empty] | #VALUE!
PTINT | DRA | OTH | NULL | NULL | NULL | NULL | NULL | [36 empty] | #VALUE!
PTINT | DRA | PBA | NULL | NULL | NULL | NULL | NULL | [36 empty] | #VALUE!
PTINT | RAI | PI | NULL | NULL | NULL | NULL | NULL | [36 empty] | #VALUE!
PTINT | RAI | OTH | NULL | NULL | NULL | NULL | NULL | [36 empty] | #VALUE!
PTINT | RAI | PBA | NULL | NULL | NULL | NULL | NULL | [36 empty] | #VALUE!
UMAT | ASB | SURMA | NULL | NULL | NULL | NULL | NULL | [36 empty] | #VALUE!
UMAT | ASB | HTIN | NULL | NULL | NULL | NULL | NULL | [36 empty] | #VALUE!
UMAT | ASB | CBPRO | NULL | NULL | NULL | NULL | NULL | [36 empty] | #VALUE!
UMAT | ASB | ABPRO | NULL | NULL | NULL | NULL | NULL | [36 empty] | #VALUE!
UMAT | ASB | P | NULL | NULL | NULL | NULL | NULL | [36 empty] | #VALUE!
UMAT | ASB | VBPRO | NULL | NULL | NULL | NULL | NULL | [36 empty] | #VALUE!
DRA | SOIL | PI | NULL | NULL | NULL | NULL | NULL | [36 empty] | #VALUE!
DRA | SOIL | TR | NULL | NULL | NULL | NULL | NULL | [36 empty] | #VALUE!
DRA | SOIL | GUL | NULL | NULL | NULL | NULL | NULL | [36 empty] | #VALUE!
DRA | SOIL | ROD | NULL | NULL | NULL | NULL | NULL | [36 empty] | #VALUE!
DRA | SOIL | PIV | NULL | NULL | NULL | NULL | NULL | [36 empty] | #VALUE!
DRA | SOIL | FIT | NULL | NULL | NULL | NULL | NULL | [36 empty] | #VALUE!
DRA | SOIL | SUP | NULL | NULL | NULL | NULL | NULL | [36 empty] | #VALUE!
DRA | SOIL | OUT | NULL | NULL | NULL | NULL | NULL | [36 empty] | #VALUE!
DRA | DUG | PI | NULL | NULL | NULL | NULL | NULL | [36 empty] | #VALUE!
DRA | DUG | SCEP | NULL | NULL | NULL | NULL | NULL | [36 empty] | #VALUE!
DRA | DUG | CESS | NULL | NULL | NULL | NULL | NULL | [36 empty] | #VALUE!
DRA | DUG | MH | NULL | NULL | NULL | NULL | NULL | [36 empty] | #VALUE!
DRA | DUG | GRAT | NULL | NULL | NULL | NULL | NULL | [36 empty] | #VALUE!
DRA | DUG | V | NULL | NULL | NULL | NULL | NULL | [36 empty] | #VALUE!
DRA | DUG | ICEG | NULL | NULL | NULL | NULL | NULL | [36 empty] | #VALUE!
DRA | DUG | FRM | NULL | NULL | NULL | NULL | NULL | [36 empty] | #VALUE!
DRA | DUG | TRGUL | NULL | NULL | NULL | NULL | NULL | [36 empty] | #VALUE!
DRA | DUG | ICEP | NULL | NULL | NULL | NULL | NULL | [36 empty] | #VALUE!
DRA | DUG | PITS | NULL | NULL | NULL | NULL | NULL | [36 empty] | #VALUE!
DRA | DUG | CHAN | NULL | NULL | NULL | NULL | NULL | [36 empty] | #VALUE!
DRA | DUG | TRSAN | NULL | NULL | NULL | NULL | NULL | [36 empty] | #VALUE!
DRA | DUG | PITC | NULL | NULL | NULL | NULL | NULL | [36 empty] | #VALUE!
DRA | DUG | PITD | NULL | NULL | NULL | NULL | NULL | [36 empty] | #VALUE!
DRA | DUG | INFA | NULL | NULL | NULL | NULL | NULL | [36 empty] | #VALUE!
RAI | RAIN | GUT | NULL | NULL | NULL | NULL | NULL | [36 empty] | #VALUE!
RAI | RAIN | PIDN | NULL | NULL | NULL | NULL | NULL | [36 empty] | #VALUE!
RAI | RAIN | SC | NULL | NULL | NULL | NULL | NULL | [36 empty] | #VALUE!
RAI | RAIN | GRAT | NULL | NULL | NULL | NULL | NULL | [36 empty] | #VALUE!
RAI | RAIN | PBA | NULL | NULL | NULL | NULL | NULL | [36 empty] | #VALUE!
RAI | RAIN | OUT | NULL | NULL | NULL | NULL | NULL | [36 empty] | #VALUE!
RAI | RAIN | DUCT | NULL | NULL | NULL | NULL | NULL | [36 empty] | #VALUE!
RAI | RAIN | PIBX | NULL | NULL | NULL | NULL | NULL | [36 empty] | #VALUE!

## Other_ 2
Site staff must input this "element1" only | [5 empty] | Optional input (SEE THE REMARK input "null" is acceptable) | Door / Window only
PSB_Element1 | PSB_Sub-element1 | PSB_Component1 | PSB_Attribute1 | PSB_element_doc1 | PSB_manufacturer1 | PSB_Remarks1 | PSB_Additional_Element | PSB_Element2 | PSB_Sub-element2 | PSB_Component2 | PSB_Attribute2 | PSB_element_doc2 | PSB_manufacturer2 | PSB_Remarks2 | PSB_Element3 | PSB_Sub-element3 | PSB_Component3 | PSB_Attribute3 | PSB_element_doc3 | PSB_manufacturer3 | PSB_Remarks3 | PSB_Element4 | PSB_Sub-element4 | PSB_Component4 | PSB_Attribute4 | PSB_element_doc4 | PSB_manufacturer4 | PSB_Remarks4 | PSB_Element5 | PSB_Sub-element5 | PSB_Component5 | PSB_Attribute5 | PSB_element_doc5 | PSB_manufacturer5 | PSB_Remarks5 | PSB_MWORRF_link | PSB_MWO_link | PSB_WO_link | SoR_no | PSB_Ins_Sch_Des | psb_CDELevel | PSB_feature | PSB_Ins_Interval | ArchSD Description Checking on Element 1 | ArchSD Checking on Element 2 | ArchSD Checking on Element 3 | ArchSD Checking on Element 4 | ArchSD Checking on Element 5 | BIM Element Code 1 (Location Code+Floor+Element+Element No) | BIM Element Code 2 (Location Code+Floor+Element+Element No) | BIM Element Code 3 (Location Code+Floor+Element+Element No) | BIM Element Code 4 (Location Code+Floor+Element+Element No)3 | BIM Element Code 5 (Location Code+Floor+Element+Element No)3 | Element ID for Element1 is repeated? | Element ID for Element2 is repeated? | Element ID for Element3 is repeated? | Element ID for Element4 is repeated? | Element ID for Element5 is repeated? | Data Comment by ArchSD
STR | FDN | NULL | NULL | NULL | NULL | NULL | NULL | [36 empty] | #VALUE!
STR | BASE | NULL | NULL | NULL | NULL | NULL | NULL | [36 empty] | #VALUE!
STR | FL | NULL | NULL | NULL | NULL | NULL | NULL | [36 empty] | #VALUE!
STR | RF | NULL | NULL | NULL | NULL | NULL | NULL | [36 empty] | #VALUE!
STR | WL | NULL | NULL | NULL | NULL | NULL | NULL | [36 empty] | #VALUE!
STR | BM | NULL | NULL | NULL | NULL | NULL | NULL | [36 empty] | #VALUE!
STR | COL | NULL | NULL | NULL | NULL | NULL | NULL | [36 empty] | #VALUE!
STR | ACH | NULL | NULL | NULL | NULL | NULL | NULL | [36 empty] | #VALUE!
STR | BAL | NULL | NULL | NULL | NULL | NULL | NULL | [36 empty] | #VALUE!
STR | FLUE | NULL | NULL | NULL | NULL | NULL | NULL | [36 empty] | #VALUE!
STR | STAIR | NULL | NULL | NULL | NULL | NULL | NULL | [36 empty] | #VALUE!
STR | RAMP | NULL | NULL | NULL | NULL | NULL | NULL | [36 empty] | #VALUE!
STR | LAD | NULL | NULL | NULL | NULL | NULL | NULL | [36 empty] | #VALUE!
STR | JTMV | NULL | NULL | NULL | NULL | NULL | NULL | [36 empty] | #VALUE!
STR | CLG | NULL | NULL | NULL | NULL | NULL | NULL | [36 empty] | #VALUE!
STR | POR | NULL | NULL | NULL | NULL | NULL | NULL | [36 empty] | #VALUE!
STR | CANO | NULL | NULL | NULL | NULL | NULL | NULL | [36 empty] | #VALUE!
STR | SHAF | NULL | NULL | NULL | NULL | NULL | NULL | [36 empty] | #VALUE!
STR | STROT | NULL | NULL | NULL | NULL | NULL | NULL | [36 empty] | #VALUE!
EXT | BOUND | NULL | NULL | NULL | NULL | NULL | NULL | [36 empty] | #VALUE!
EXT | CIRCU | NULL | NULL | NULL | NULL | NULL | NULL | [36 empty] | #VALUE!
EXT | HARD | NULL | NULL | NULL | NULL | NULL | NULL | [36 empty] | #VALUE!
EXT | SDFT | NULL | NULL | NULL | NULL | NULL | NULL | [36 empty] | #VALUE!
EXT | COEXT | NULL | NULL | NULL | NULL | NULL | NULL | [36 empty] | #VALUE!
EXT | SLO | NULL | NULL | NULL | NULL | NULL | NULL | [36 empty] | #VALUE!
EXT | RD | NULL | NULL | NULL | NULL | NULL | NULL | [36 empty] | #VALUE!
WAT | SUPH | NULL | NULL | NULL | NULL | NULL | NULL | [36 empty] | #VALUE!
WAT | SUPC | NULL | NULL | NULL | NULL | NULL | NULL | [36 empty] | #VALUE!
WAT | FLUS | NULL | NULL | NULL | NULL | NULL | NULL | [36 empty] | #VALUE!
WAT | TANKW | NULL | NULL | NULL | NULL | NULL | NULL | [36 empty] | #VALUE!
SANI | BA | NULL | NULL | NULL | NULL | NULL | NULL | [36 empty] | #VALUE!
SANI | DRINK | NULL | NULL | NULL | NULL | NULL | NULL | [36 empty] | #VALUE!
SANI | LAUND | NULL | NULL | NULL | NULL | NULL | NULL | [36 empty] | #VALUE!
SANI | SHO | NULL | NULL | NULL | NULL | NULL | NULL | [36 empty] | #VALUE!
SANI | SIN | NULL | NULL | NULL | NULL | NULL | NULL | [36 empty] | #VALUE!
SANI | SINS | NULL | NULL | NULL | NULL | NULL | NULL | [36 empty] | #VALUE!
SANI | U | NULL | NULL | NULL | NULL | NULL | NULL | [36 empty] | #VALUE!
SANI | WB | NULL | NULL | NULL | NULL | NULL | NULL | [36 empty] | #VALUE!
SANI | WC | NULL | NULL | NULL | NULL | NULL | NULL | [36 empty] | #VALUE!
SANI | WH | NULL | NULL | NULL | NULL | NULL | NULL | [36 empty] | #VALUE!
SANI | SANI | NULL | NULL | NULL | NULL | NULL | NULL | [36 empty] | #VALUE!
FF | DR | NULL | NULL | NULL | NULL | NULL | NULL | [36 empty] | #VALUE!
FF | WIN | NULL | NULL | NULL | NULL | NULL | NULL | [36 empty] | #VALUE!
FF | ROLL | NULL | NULL | NULL | NULL | NULL | NULL | [36 empty] | #VALUE!
FF | GCOL | NULL | NULL | NULL | NULL | NULL | NULL | [36 empty] | #VALUE!
FF | WLCUR | NULL | NULL | NULL | NULL | NULL | NULL | [36 empty] | #VALUE!
FF | CLGS | NULL | NULL | NULL | NULL | NULL | NULL | [36 empty] | #VALUE!
FF | PARMV | NULL | NULL | NULL | NULL | NULL | NULL | [36 empty] | #VALUE!
FF | PARCU | NULL | NULL | NULL | NULL | NULL | NULL | [36 empty] | #VALUE!
FF | NB | NULL | NULL | NULL | NULL | NULL | NULL | [36 empty] | #VALUE!
FF | BOX | NULL | NULL | NULL | NULL | NULL | NULL | [36 empty] | #VALUE!
FF | COUNT | NULL | NULL | NULL | NULL | NULL | NULL | [36 empty] | #VALUE!
FF | SIG | NULL | NULL | NULL | NULL | NULL | NULL | [36 empty] | #VALUE!
FF | FFOT | NULL | NULL | NULL | NULL | NULL | NULL | [36 empty] | #VALUE!
FF | WINFR | NULL | NULL | NULL | NULL | NULL | NULL | [36 empty] | #VALUE!
FF | DRFR | NULL | NULL | NULL | NULL | NULL | NULL | [36 empty] | #VALUE!
FUR | SR | NULL | NULL | NULL | NULL | NULL | NULL | [36 empty] | #VALUE!
FUR | WT | NULL | NULL | NULL | NULL | NULL | NULL | [36 empty] | #VALUE!
FUR | WAR | NULL | NULL | NULL | NULL | NULL | NULL | [36 empty] | #VALUE!
FUR | CUP | NULL | NULL | NULL | NULL | NULL | NULL | [36 empty] | #VALUE!
FUR | BEN | NULL | NULL | NULL | NULL | NULL | NULL | [36 empty] | #VALUE!
SPE | KIO | NULL | NULL | NULL | NULL | NULL | NULL | [36 empty] | #VALUE!
SPE | POOL | NULL | NULL | NULL | NULL | NULL | NULL | [36 empty] | #VALUE!
SPE | MONU | NULL | NULL | NULL | NULL | NULL | NULL | [36 empty] | #VALUE!
SPE | SPORT | NULL | NULL | NULL | NULL | NULL | NULL | [36 empty] | #VALUE!
SPE | CHILD | NULL | NULL | NULL | NULL | NULL | NULL | [36 empty] | #VALUE!
SPE | WATF | NULL | NULL | NULL | NULL | NULL | NULL | [36 empty] | #VALUE!
SPE | STRT | NULL | NULL | NULL | NULL | NULL | NULL | [36 empty] | #VALUE!
SPE | SPEOT | NULL | NULL | NULL | NULL | NULL | NULL | [36 empty] | #VALUE!
PTEXT | STR | NULL | NULL | NULL | NULL | NULL | NULL | [36 empty] | #VALUE!
PTEXT | FF | NULL | NULL | NULL | NULL | NULL | NULL | [36 empty] | #VALUE!
PTEXT | WAT | NULL | NULL | NULL | NULL | NULL | NULL | [36 empty] | #VALUE!
PTEXT | FUR | NULL | NULL | NULL | NULL | NULL | NULL | [36 empty] | #VALUE!
PTEXT | DRA | NULL | NULL | NULL | NULL | NULL | NULL | [36 empty] | #VALUE!
PTEXT | RAI | NULL | NULL | NULL | NULL | NULL | NULL | [36 empty] | #VALUE!
PTINT | STR | NULL | NULL | NULL | NULL | NULL | NULL | [36 empty] | #VALUE!
PTINT | FF | NULL | NULL | NULL | NULL | NULL | NULL | [36 empty] | #VALUE!
PTINT | WAT | NULL | NULL | NULL | NULL | NULL | NULL | [36 empty] | #VALUE!
PTINT | FUR | NULL | NULL | NULL | NULL | NULL | NULL | [36 empty] | #VALUE!
PTINT | DRA | NULL | NULL | NULL | NULL | NULL | NULL | [36 empty] | #VALUE!
PTINT | RAI | NULL | NULL | NULL | NULL | NULL | NULL | [36 empty] | #VALUE!
UMAT | ASB | NULL | NULL | NULL | NULL | NULL | NULL | [36 empty] | #VALUE!
BWBS | ELECT | NULL | NULL | NULL | NULL | NULL | NULL | [36 empty] | #VALUE!
BWBS | AC | NULL | NULL | NULL | NULL | NULL | NULL | [36 empty] | #VALUE!
BWBS | FS | NULL | NULL | NULL | NULL | NULL | NULL | [36 empty] | #VALUE!
BWBS | FLOOD | NULL | NULL | NULL | NULL | NULL | NULL | [36 empty] | #VALUE!
DRA | SOIL | NULL | NULL | NULL | NULL | NULL | NULL | [36 empty] | #VALUE!
DRA | DUG | NULL | NULL | NULL | NULL | NULL | NULL | [36 empty] | #VALUE!
RAI | RAIN | NULL | NULL | NULL | NULL | NULL | NULL | [36 empty] | #VALUE!

## Others_ 3 (Not Recommand)
[6 empty] | Site staff must input this "element1" only | [5 empty] | Optional input (SEE THE REMARK input "null" is acceptable) | Door / Window only
UniqueID | Category | Family Name | PSB_LocCode | PSB_Floor | PSB_ElementNo | PSB_Element1 | PSB_Sub-element1 | PSB_Component1 | PSB_Attribute1 | PSB_element_doc1 | PSB_manufacturer1 | PSB_Remarks1 | PSB_Additional_Element | PSB_Element2 | PSB_Sub-element2 | PSB_Component2 | PSB_Attribute2 | PSB_element_doc2 | PSB_manufacturer2 | PSB_Remarks2 | PSB_Element3 | PSB_Sub-element3 | PSB_Component3 | PSB_Attribute3 | PSB_element_doc3 | PSB_manufacturer3 | PSB_Remarks3 | PSB_Element4 | PSB_Sub-element4 | PSB_Component4 | PSB_Attribute4 | PSB_element_doc4 | PSB_manufacturer4 | PSB_Remarks4 | PSB_Element5 | PSB_Sub-element5 | PSB_Component5 | PSB_Attribute5 | PSB_element_doc5 | PSB_manufacturer5 | PSB_Remarks5 | PSB_MWORRF_link | PSB_MWO_link | PSB_WO_link | SoR_no | PSB_Ins_Sch_Des | psb_CDELevel | PSB_feature | PSB_Ins_Interval | ArchSD Checking on Element 1 | ArchSD Checking on Element 2 | ArchSD Checking on Element 3 | ArchSD Checking on Element 4 | ArchSD Checking on Element 5 | BIM Element Code 1 (Location Code+Floor+Element+Element No) | BIM Element Code 2 (Location Code+Floor+Element+Element No) | BIM Element Code 3 (Location Code+Floor+Element+Element No) | BIM Element Code 4 (Location Code+Floor+Element+Element No)3 | BIM Element Code 5 (Location Code+Floor+Element+Element No)3 | Element ID for Element1 is repeated? | Element ID for Element2 is repeated? | Element ID for Element3 is repeated? | Element ID for Element4 is repeated? | Element ID for Element5 is repeated? | Comment by ArchSD
[6 empty] | FF | NULL | NULL | NULL | NULL | NULL | NULL | NULL | [36 empty] | FIXTURES
[6 empty] | FUR | NULL | NULL | NULL | NULL | NULL | NULL | NULL | [36 empty] | FIXED FURNITURE
[6 empty] | STR | NULL | NULL | NULL | NULL | NULL | NULL | NULL | [36 empty] | BUILDING STRUTURE
[6 empty] | LF | NULL | NULL | NULL | NULL | NULL | NULL | NULL | [36 empty] | LIFT & ESCALATOR
[6 empty] | EXT | NULL | NULL | NULL | NULL | NULL | NULL | NULL | [36 empty] | EXTERNAL WORKS
[6 empty] | STR | NULL | NULL | NULL | NULL | NULL | NULL | NULL | [36 empty] | BUILDING STRUTURE
[6 empty] | WAT | NULL | NULL | NULL | NULL | NULL | NULL | NULL | [36 empty] | WATER SUPPLY
[6 empty] | SANI | NULL | NULL | NULL | NULL | NULL | NULL | NULL | [36 empty] | SANITARY FITTING
[6 empty] | FUR | NULL | NULL | NULL | NULL | NULL | NULL | NULL | [36 empty] | FIXED FURNITURE
[6 empty] | SPE | NULL | NULL | NULL | NULL | NULL | NULL | NULL | [36 empty] | SPECIAL FACILITIES
[6 empty] | PTEXT | NULL | NULL | NULL | NULL | NULL | NULL | NULL | [36 empty] | EXTERNAL PAINTING
[6 empty] | PTINT | NULL | NULL | NULL | NULL | NULL | NULL | NULL | [36 empty] | PAINTING TO INTERNAL
[6 empty] | BWBS | NULL | NULL | NULL | NULL | NULL | NULL | NULL | [36 empty] | BUILDER'S WORK FOR BUILDING SERVICE INSTALLATIONS
[6 empty] | DRA | NULL | NULL | NULL | NULL | NULL | NULL | NULL | [36 empty] | DRAINAGE WORK
[6 empty] | RAI | NULL | NULL | NULL | NULL | NULL | NULL | NULL | [36 empty] | RAIN WATER WORKS
[6 empty] | WAT | NULL | NULL | NULL | NULL | NULL | NULL | NULL | [36 empty] | WATER SUPPLY
[6 empty] | USER | NULL | NULL | NULL | NULL | NULL | NULL | NULL | [36 empty] | SEE THE REMARK | [14 empty] | User Defined (Highly Not recommend)